## setup
time step duration | 15 | min | CoSES-discretization: | 30 | sec
horizon | 12 | steps
profiles are used in cycles: | that means, at the end of the profile for the forecasts the values of the beginning are used
simulation time: | 24 | hours
GrdBuyCost and GrdSellCost (means electricity buy and sell costs) are the same for both buildings
GenCosts (gas prices) are the same for both buildings

## runs
x2 demand profiles
x2 horizon length
ANALYSIS
Influence of discretization
  Continuous vs. discrete demands
Influence of real hardware
  Simulations vs. experiments
(Dis-)Advantage of network
  With vs. without heat network
Influence of horizon length
  Different horizon lengths
Influence of load profile
  Different profiles
  Variable prices
SIM_wtnet_con
SIM_wtnet_dis
SIM_nonet_dis
SIM_nonet_con
EXP_nonet_con
EXP_nonet_dis

## SF1_devices
Demand 1 | DEMND01 | Heat Demand
PrimSect |  |  | "heat" |  | - |  | string
DemandFC |  |  | time variable |  | kW |  | array
EffHtNetReceive |  |  | 0 |  | 1/(100m) |  | scalar | for heat network; 0 as no heat network
GrdBuyCost |  |  | 0 |  | €/kWh |  | array | for electric grid; 0 as this is heat demand
GrdSellCost |  |  | 0 |  | €/kWh |  | array | for electric grid; 0 as this is heat demand
GrdBuyCO2 |  |  | 0 |  | g/kWh |  | array | for electric grid; 0 as this is heat demand
GrdSellCO2 |  |  | 0 |  | g/kWh |  | array | for electric grid; 0 as this is heat demand
Demand 2 | DEMND02 | Electricity Demand
PrimSect |  |  | "elec" |  | [-] |  | string
DemandFC |  |  | time variable |  | kW |  | array
EffHtNetReceive |  |  | 0 |  | 1/(100m) |  | scalar | for heat network; 0 as this is electricity demand
GrdBuyCost |  |  | time variable |  | €/kWh |  | array | for electric grid
GrdSellCost |  |  | time variable |  | €/kWh |  | array | for electric grid
GrdBuyCO2 |  |  | 0 |  | g/kWh |  | array | for electric grid; 0 as CO2 optimization is not used
GrdSellCO2 |  |  | 0 |  | g/kWh |  | array | for electric grid; 0 as CO2 optimization is not used
CHP | COUPL01 | BHKW
PrimSect |  |  | "heat" |  | [-] |  | string
SecdSect |  |  | "elec" |  | [-] |  | string
EffPrim |  |  | 0.723 |  | [-] |  | scalar
EffSecd |  |  | 0.278 |  | [-] |  | scalar
MinPower |  |  | 4 |  | kW |  | scalar
MaxPower |  |  | 5 |  | kW |  | scalar
GenCosts |  |  | time variable |  | €/kWh |  | array
CO2PerKWh |  |  | 0 |  | g/kWh |  | array | 0 as CO2 optimization is not used
Storage | STRGE01 | thermal storage
PrimSect |  |  | heat |  | [-] |  | string
Capacity |  |  | 62.94 |  | kWh |  | scalar | 773.6 l, T_max = 90°C, T_ref = 20°C, cp= 4.184 kJ/(kg*K), rho=100kg/m³
EffPrim |  |  | 0.97 |  | [-] |  | scalar
DisEffPrim |  |  | 0.97 |  | [-] |  | scalar
MaxPowerIn |  |  | 10 |  | kW |  | scalar
MaxPower |  |  | 10 |  | kW |  | scalar
StorLossPD |  |  | 0.021 |  | fraction of SOC per hour |  | scalar | cap = 62.94 kWh; losses = 24 kWh in 24 h beginning with 75% SOC
CO2PerKWh |  |  | -0.00012 |  | g/kWh |  | array
SOCminHOR |  |  | 0.5 |  | [-] |  | scalar | minimal SOC at end of horizon
PrimEnCost |  |  | 0 |  | €/kWh |  | scalar | not used
SOC_init |  |  | 0.5 |  | [-] |  | scalar | only for simulations, otherwise read by platform
Connections | Wärmeverbindung
length: |  |  | 50 |  | [m] |  | scalar
losses |  |  | 0.19 |  | [%/100m] |  | scalar | efficiency = (1-losses)**(length/100)=90% for 50m and 0.19%/100m
maxTransportCapacity |  |  | 999 |  | kW |  | scalar | or zero for no heat connection
vorlauftemperatur |  | 60
rücklauftemperatur |  | 45
BHKW |  | 1.1-2 | kWel |  | 3.8 bis 5.2 | kW thermisch
Hausfläche |  | 2 Stockwerke
Personen |  | "5"
Hausfläche |  | 250qm
Stromprofil |  | VDI4655
An SimX |  | Vorlauftemperatur
|  | Volumenstrom |  | gerechnet aus Leistung und gemessener Rücklauftemperatur (berechnet auf SimX Rücklauftemperatur)
Von SimX |  | Rücklauftemperatur
Raumtemperatur

## SF2_devices
Demand 1 | DEMND01 | Heat Demand
PrimSect |  |  | "heat" |  | - | string
DemandFC |  |  | time variable |  | kW | array
EffHtNetReceive |  |  | 0 |  | 1/(100m) | scalar | for heat network; 0 as no heat network
GrdBuyCost |  |  | 0 |  | €/kWh | array | for electric grid; 0 as this is heat demand
GrdSellCost |  |  | 0 |  | €/kWh | array | for electric grid; 0 as this is heat demand
GrdBuyCO2 |  |  | 0 |  | g/kWh | array | for electric grid; 0 as this is heat demand
GrdSellCO2 |  |  | 0 |  | g/kWh | array | for electric grid; 0 as this is heat demand
Demand 2 | DEMND02 | Electricity Demand
PrimSect |  |  | "elec" |  | [-] | string
DemandFC |  |  | time variable |  | kW | array
EffHtNetReceive |  |  | 0 |  | 1/(100m) | scalar | for heat network; 0 as this is electricity demand
GrdBuyCost |  |  | time variable |  | €/kWh | array | for electric grid
GrdSellCost |  |  | time variable |  | €/kWh | array | for electric grid
GrdBuyCO2 |  |  | 0 |  | g/kWh | array | for electric grid; 0 as CO2 optimization is not used
GrdSellCO2 |  |  | 0 |  | g/kWh | array | for electric grid; 0 as CO2 optimization is not used
Boiler | PROD01 | Gaskessel
PrimSect |  |  | "heat" |  | [-] | string
EffPrim |  |  | 0.88 |  | [-] | scalar
MinPower |  |  | 8 |  | kW | scalar
MaxPower |  |  | 19 |  | kW | scalar
GenCosts |  |  | time variable |  | €/kWh | array
CO2PerKWh |  |  | 0 |  | g/kWh | array | 0 as CO2 optimization is not used
Storage | STRGE01 | thermal storage
PrimSect |  |  | heat |  | [-] | string
Capacity |  |  | 62.94 |  | kWh | scalar | 773.6 l, T_max = 90°C, T_ref = 20°C, cp= 4.184 kJ/(kg*K), rho=100kg/m³
EffPrim |  |  | 0.97 |  | [-] | scalar
DisEffPrim |  |  | 0.97 |  | [-] | scalar
MaxPowerIn |  |  | 22 |  | kW | scalar
MaxPower |  |  | 22 |  | kW | scalar
StorLossPD |  |  | 0.021 |  | fraction of SOC per hour | scalar | cap = 62.94 kWh; losses = 24 kWh in 24 h beginning with 75% SOC
CO2PerKWh |  |  | -0.00012 |  | g/kWh | array
SOCminHOR |  |  | 0.5 |  | [-] | scalar | minimal SOC at end of horizon
PrimEnCost |  |  | 0 |  | €/kWh | scalar | not used
SOC_init |  |  | 0.5 |  | [-] | scalar | only for simulations, otherwise read by platform
Connections | Wärmeverbindung
length: |  |  | 50 |  | [m] | scalar
losses |  |  | 0.2 |  | [%/100m] | scalar
maxTransportCapacity |  |  | 999 |  | kW | scalar | or zero for no heat connection
vorlauftemperatur |  | 60
rücklauftemperatur |  | 45
Kessel |  | 8 bis 20 | kW th
Hausfläche |  | 6
Personen |  | "18"
Hausfläche |  | 800qm
Stromprofil |  | VDI4655
An SimX |  | Vorlauftemperatur
|  | Volumenstrom |  | gerechnet aus Leistung und gemessener Rücklauftemperatur (basierend auf SimX Rücklauftemperatur)
Von SimX |  | Rücklauftemperatur
Raumtemperatur

## overview_timevariable
step / index | time [s] | time [min] | time [h] | SF1_DEMND_heat | SF1_DEMND_elec | SF2_DEMND_heat | SF2_DEMND_elec | GenCosts | GrdBuyCost | GrdSellCost
0 | NaN | NaN | NaN
1 | 0 | 0 | 0 | 3.2841 | 0.40656 | 11.1592 | 1.4636 | 0.09 | 0.2 | 0.05
2 | 900 | 15 | 0.25 | 3.4936 | 0.37369 | 12.1374 | 1.3453 | 0.09 | 0.2 | 0.05
3 | 1800 | 30 | 0.5 | 3.6032 | 0.34081 | 12.6456 | 1.2269 | 0.09 | 0.2 | 0.05
4 | 2700 | 45 | 0.75 | 3.6525 | 0.30794 | 12.8866 | 1.1086 | 0.09 | 0.2 | 0.05
5 | 3600 | 60 | 1 | 3.6711 | 0.28202 | 12.9917 | 1.0153 | 0.08 | 0.2 | 0.05
6 | 4500 | 75 | 1.25 | 3.69 | 0.26305 | 13.0662 | 0.94697 | 0.08 | 0.2 | 0.05
7 | 5400 | 90 | 1.5 | 3.7128 | 0.24408 | 13.1353 | 0.87868 | 0.08 | 0.2 | 0.05
8 | 6300 | 105 | 1.75 | 3.7378 | 0.22511 | 13.2029 | 0.81043 | 0.08 | 0.2 | 0.05
9 | 7200 | 120 | 2 | 3.7631 | 0.21339 | 13.269 | 0.76821 | 0.08 | 0.2 | 0.05
10 | 8100 | 135 | 2.25 | 3.7855 | 0.20892 | 13.3279 | 0.75212 | 0.08 | 0.2 | 0.05
11 | 9000 | 150 | 2.5 | 3.8055 | 0.2044 | 13.3819 | 0.73604 | 0.08 | 0.2 | 0.05
12 | 9900 | 165 | 2.75 | 3.824 | 0.1999 | 13.4334 | 0.71994 | 0.08 | 0.2 | 0.05
13 | 10800 | 180 | 3 | 3.8413 | 0.19709 | 13.4828 | 0.70954 | 0.08 | 0.2 | 0.05
14 | 11700 | 195 | 3.25 | 3.8567 | 0.19578 | 13.5291 | 0.70481 | 0.08 | 0.2 | 0.05
15 | 12600 | 210 | 3.5 | 3.8709 | 0.19447 | 13.5729 | 0.70009 | 0.08 | 0.2 | 0.05
16 | 13500 | 225 | 3.75 | 3.8844 | 0.19316 | 13.6155 | 0.69536 | 0.08 | 0.2 | 0.05
17 | 14400 | 240 | 4 | 3.8971 | 0.19289 | 13.6568 | 0.69441 | 0.08 | 0.2 | 0.05
18 | 15300 | 255 | 4.25 | 3.9089 | 0.19367 | 13.6963 | 0.69722 | 0.08 | 0.2 | 0.05
19 | 16200 | 270 | 4.5 | 3.9201 | 0.19445 | 13.7347 | 0.70003 | 0.08 | 0.2 | 0.05
20 | 17100 | 285 | 4.75 | 3.931 | 0.19523 | 13.7723 | 0.70285 | 0.08 | 0.2 | 0.05
21 | 18000 | 300 | 5 | 3.941 | 0.20047 | 13.8081 | 0.72196 | 0.105 | 0.2 | 0.05
22 | 18900 | 315 | 5.25 | 3.9489 | 0.21016 | 13.8378 | 0.7566 | 0.105 | 0.225 | 0.0625
23 | 19800 | 330 | 5.5 | 3.9552 | 0.21984 | 13.8643 | 0.79145 | 0.105 | 0.25 | 0.075
24 | 20700 | 345 | 5.75 | 3.9608 | 0.22954 | 13.8887 | 0.82638 | 0.105 | 0.275 | 0.0875
25 | 21600 | 360 | 6 | 3.9648 | 0.2614 | 13.9086 | 0.94104 | 0.105 | 0.3 | 0.1
26 | 22500 | 375 | 6.25 | 3.9648 | 0.31538 | 13.9186 | 1.1353 | 0.105 | 0.3 | 0.1
27 | 23400 | 390 | 6.5 | 3.9625 | 0.36938 | 13.921 | 1.3297 | 0.105 | 0.3 | 0.1
28 | 24300 | 405 | 6.75 | 3.9585 | 0.42337 | 13.9182 | 1.5241 | 0.105 | 0.3 | 0.1
29 | 25200 | 420 | 7 | 3.953 | 0.47495 | 13.9114 | 1.7098 | 0.105 | 0.3 | 0.1
30 | 26100 | 435 | 7.25 | 3.9462 | 0.52411 | 13.9002 | 1.8868 | 0.105 | 0.3 | 0.1
31 | 27000 | 450 | 7.5 | 3.9384 | 0.57327 | 13.8855 | 2.0638 | 0.105 | 0.3 | 0.1
32 | 27900 | 465 | 7.75 | 3.93 | 0.62242 | 13.8684 | 2.2407 | 0.105 | 0.3 | 0.1
33 | 28800 | 480 | 8 | 3.9188 | 0.64956 | 13.8435 | 2.339 | 0.105 | 0.3 | 0.1
34 | 29700 | 495 | 8.25 | 3.8868 | 0.65469 | 13.7784 | 2.3569 | 0.105 | 0.3 | 0.1
35 | 30600 | 510 | 8.5 | 3.8476 | 0.65981 | 13.6965 | 2.3753 | 0.105 | 0.3 | 0.1
36 | 31500 | 525 | 8.75 | 3.805 | 0.66493 | 13.6043 | 2.3938 | 0.105 | 0.3 | 0.1
37 | 32400 | 540 | 9 | 3.7591 | 0.66106 | 13.5008 | 2.3798 | 0.105 | 0.3 | 0.1
38 | 33300 | 555 | 9.25 | 3.7106 | 0.64819 | 13.3869 | 2.3335 | 0.09 | 0.3 | 0.1
39 | 34200 | 570 | 9.5 | 3.6593 | 0.63531 | 13.2615 | 2.2871 | 0.09 | 0.3 | 0.1
40 | 35100 | 585 | 9.75 | 3.6054 | 0.62244 | 13.125 | 2.2408 | 0.09 | 0.3 | 0.1
41 | 36000 | 600 | 10 | 3.5471 | 0.61156 | 12.9684 | 2.2011 | 0.09 | 0.3 | 0.1
42 | 36900 | 615 | 10.25 | 3.4855 | 0.60293 | 12.801 | 2.1704 | 0.09 | 0.2875 | 0.0875
43 | 37800 | 630 | 10.5 | 3.4201 | 0.59421 | 12.6136 | 2.1391 | 0.09 | 0.275 | 0.075
44 | 38700 | 645 | 10.75 | 3.3524 | 0.58548 | 12.4102 | 2.1078 | 0.09 | 0.2625 | 0.0625
45 | 39600 | 660 | 11 | 3.279 | 0.58253 | 12.1862 | 2.097 | 0.09 | 0.25 | 0.05
46 | 40500 | 675 | 11.25 | 3.2105 | 0.58507 | 11.9574 | 2.1062 | 0.09 | 0.25 | 0.05
47 | 41400 | 690 | 11.5 | 3.1402 | 0.58769 | 11.7144 | 2.1157 | 0.09 | 0.25 | 0.05
48 | 42300 | 705 | 11.75 | 3.0702 | 0.59031 | 11.4601 | 2.1251 | 0.09 | 0.25 | 0.05
49 | 43200 | 720 | 12 | 2.9985 | 0.59985 | 11.1964 | 2.1577 | 0.09 | 0.25 | 0.05
50 | 44100 | 735 | 12.25 | 2.93 | 0.61488 | 10.9175 | 2.2134 | 0.09 | 0.25 | 0.05
51 | 45000 | 750 | 12.5 | 2.8492 | 0.6303 | 10.623 | 2.2691 | 0.09 | 0.25 | 0.05
52 | 45900 | 765 | 12.75 | 2.7546 | 0.64576 | 10.3097 | 2.3248 | 0.09 | 0.25 | 0.05
53 | 46800 | 780 | 13 | 2.649 | 0.65269 | 9.9888 | 2.3498 | 0.09 | 0.25 | 0.05
54 | 47700 | 795 | 13.25 | 2.5543 | 0.6512 | 9.6848 | 2.3443 | 0.09 | 0.25 | 0.05
55 | 48600 | 810 | 13.5 | 2.4635 | 0.64967 | 9.4011 | 2.3388 | 0.09 | 0.25 | 0.05
56 | 49500 | 825 | 13.75 | 2.3772 | 0.64814 | 9.1358 | 2.3333 | 0.09 | 0.25 | 0.05
57 | 50400 | 840 | 14 | 2.2986 | 0.63802 | 8.8977 | 2.2988 | 0.09 | 0.25 | 0.05
58 | 51300 | 855 | 14.25 | 2.2463 | 0.62087 | 8.7196 | 2.2352 | 0.09 | 0.25 | 0.05
59 | 52200 | 870 | 14.5 | 2.2115 | 0.60324 | 8.5955 | 2.1716 | 0.09 | 0.25 | 0.05
60 | 53100 | 885 | 14.75 | 2.1924 | 0.58558 | 8.5202 | 2.1081 | 0.09 | 0.25 | 0.05
61 | 54000 | 900 | 15 | 2.1894 | 0.57017 | 8.4951 | 2.0526 | 0.09 | 0.25 | 0.05
62 | 54900 | 915 | 15.25 | 2.2078 | 0.55702 | 8.5289 | 2.0053 | 0.09 | 0.25 | 0.05
63 | 55800 | 930 | 15.5 | 2.2431 | 0.54386 | 8.6125 | 1.9579 | 0.09 | 0.25 | 0.05
64 | 56700 | 945 | 15.75 | 2.2912 | 0.5307 | 8.7311 | 1.9105 | 0.09 | 0.25 | 0.05
65 | 57600 | 960 | 16 | 2.3513 | 0.52437 | 8.8786 | 1.8878 | 0.09 | 0.25 | 0.05
66 | 58500 | 975 | 16.25 | 2.426 | 0.52488 | 9.0651 | 1.8896 | 0.09 | 0.2625 | 0.0625
67 | 59400 | 990 | 16.5 | 2.5636 | 0.52538 | 9.3701 | 1.8914 | 0.09 | 0.275 | 0.075
68 | 60300 | 1005 | 16.75 | 2.791 | 0.52588 | 9.8527 | 1.8932 | 0.09 | 0.2875 | 0.0875
69 | 61200 | 1020 | 17 | 2.9304 | 0.54075 | 10.188 | 1.9467 | 0.105 | 0.3 | 0.1
70 | 62100 | 1035 | 17.25 | 3.0089 | 0.57004 | 10.4086 | 2.0522 | 0.105 | 0.3 | 0.1
71 | 63000 | 1050 | 17.5 | 3.0533 | 0.59933 | 10.5586 | 2.1576 | 0.105 | 0.3 | 0.1
72 | 63900 | 1065 | 17.75 | 3.0794 | 0.62861 | 10.6667 | 2.263 | 0.105 | 0.3 | 0.1
73 | 64800 | 1080 | 18 | 3.0935 | 0.6667 | 10.7453 | 2.4001 | 0.105 | 0.3 | 0.1
74 | 65700 | 1095 | 18.25 | 3.0935 | 0.71361 | 10.787 | 2.569 | 0.105 | 0.3 | 0.1
75 | 66600 | 1110 | 18.5 | 3.0843 | 0.76052 | 10.8009 | 2.7379 | 0.105 | 0.3 | 0.1
76 | 67500 | 1125 | 18.75 | 3.07 | 0.80742 | 10.7958 | 2.9067 | 0.105 | 0.3 | 0.1
77 | 68400 | 1140 | 19 | 3.0523 | 0.84416 | 10.7766 | 3.0381 | 0.105 | 0.3 | 0.1
78 | 69300 | 1155 | 19.25 | 3.0318 | 0.87005 | 10.7461 | 3.1321 | 0.105 | 0.3 | 0.1
79 | 70200 | 1170 | 19.5 | 3.0097 | 0.89612 | 10.7064 | 3.226 | 0.105 | 0.3 | 0.1
80 | 71100 | 1185 | 19.75 | 2.9864 | 0.9222 | 10.6588 | 3.3199 | 0.105 | 0.3 | 0.1
81 | 72000 | 1200 | 20 | 2.9659 | 0.92268 | 10.6138 | 3.3246 | 0.105 | 0.3 | 0.1
82 | 72900 | 1215 | 20.25 | 2.9624 | 0.89985 | 10.6028 | 3.2398 | 0.09 | 0.3 | 0.1
83 | 73800 | 1230 | 20.5 | 2.9699 | 0.87642 | 10.6197 | 3.1551 | 0.09 | 0.3 | 0.1
84 | 74700 | 1245 | 20.75 | 2.9846 | 0.85289 | 10.656 | 3.0704 | 0.09 | 0.3 | 0.1
85 | 75600 | 1260 | 21 | 3.0065 | 0.82409 | 10.7107 | 2.9667 | 0.09 | 0.3 | 0.1
86 | 76500 | 1275 | 21.25 | 3.0393 | 0.79003 | 10.7937 | 2.8441 | 0.09 | 0.3 | 0.1
87 | 77400 | 1290 | 21.5 | 3.0795 | 0.75597 | 10.8989 | 2.7215 | 0.09 | 0.3 | 0.1
88 | 78300 | 1305 | 21.75 | 3.1256 | 0.72191 | 11.0202 | 2.5989 | 0.09 | 0.3 | 0.1
89 | 79200 | 1320 | 22 | 3.1742 | 0.68969 | 11.1535 | 2.4828 | 0.09 | 0.3 | 0.1
90 | 80100 | 1335 | 22.25 | 3.2228 | 0.65931 | 11.291 | 2.3731 | 0.09 | 0.3 | 0.1
91 | 81000 | 1350 | 22.5 | 3.2712 | 0.62894 | 11.4311 | 2.264 | 0.09 | 0.3 | 0.1
92 | 81900 | 1365 | 22.75 | 3.3195 | 0.59853 | 11.5731 | 2.1548 | 0.09 | 0.3 | 0.1
93 | 82800 | 1380 | 23 | 3.3672 | 0.56445 | 11.718 | 2.0299 | 0.09 | 0.3 | 0.1
94 | 83700 | 1395 | 23.25 | 3.4127 | 0.52661 | 11.8558 | 1.8956 | 0.09 | 0.3 | 0.1
95 | 84600 | 1410 | 23.5 | 3.4569 | 0.48877 | 11.9929 | 1.7595 | 0.09 | 0.3 | 0.1
96 | 85500 | 1425 | 23.75 | 3.4999 | 0.45092 | 12.1284 | 1.6233 | 0.09 | 0.3 | 0.1

## SF1_DEMND_heat
step / index | time [s] | time [min] | time [h] | SF1_DEMND_heat |  | step / index | time [s] | time [min] | time [h] | SF1_DEMND_heat
0 | NaN | NaN | NaN | 0 | kW | 0 | NaN | NaN | NaN | 0 | kW
1 | 0 | 0 | 0 | 3.2841 | kW | 1 | 0 | 0 | 0 | 3.1387 | kW
2 | 900 | 15 | 0.25 | 3.4936 | kW | 2 | 30 | 0.5 | 0.0083333 | 3.1505 | kW | 2.187
3 | 1800 | 30 | 0.5 | 3.6032 | kW | 3 | 60 | 1 | 0.016667 | 3.1621 | kW | 3.9656
4 | 2700 | 45 | 0.75 | 3.6525 | kW | 4 | 90 | 1.5 | 0.025 | 3.1734 | kW
5 | 3600 | 60 | 1 | 3.6711 | kW | 5 | 120 | 2 | 0.033333 | 3.1846 | kW
6 | 4500 | 75 | 1.25 | 3.69 | kW | 6 | 150 | 2.5 | 0.041667 | 3.1956 | kW
7 | 5400 | 90 | 1.5 | 3.7128 | kW | 7 | 180 | 3 | 0.05 | 3.2064 | kW
8 | 6300 | 105 | 1.75 | 3.7378 | kW | 8 | 210 | 3.5 | 0.058333 | 3.217 | kW
9 | 7200 | 120 | 2 | 3.7631 | kW | 9 | 240 | 4 | 0.066667 | 3.2274 | kW
10 | 8100 | 135 | 2.25 | 3.7855 | kW | 10 | 270 | 4.5 | 0.075 | 3.2376 | kW
11 | 9000 | 150 | 2.5 | 3.8055 | kW | 11 | 300 | 5 | 0.083333 | 3.2476 | kW
12 | 9900 | 165 | 2.75 | 3.824 | kW | 12 | 330 | 5.5 | 0.091667 | 3.2575 | kW
13 | 10800 | 180 | 3 | 3.8413 | kW | 13 | 360 | 6 | 0.1 | 3.2671 | kW
14 | 11700 | 195 | 3.25 | 3.8567 | kW | 14 | 390 | 6.5 | 0.10833 | 3.2766 | kW
15 | 12600 | 210 | 3.5 | 3.8709 | kW | 15 | 420 | 7 | 0.11667 | 3.2859 | kW
16 | 13500 | 225 | 3.75 | 3.8844 | kW | 16 | 450 | 7.5 | 0.125 | 3.2951 | kW
17 | 14400 | 240 | 4 | 3.8971 | kW | 17 | 480 | 8 | 0.13333 | 3.3041 | kW
18 | 15300 | 255 | 4.25 | 3.9089 | kW | 18 | 510 | 8.5 | 0.14167 | 3.3129 | kW
19 | 16200 | 270 | 4.5 | 3.9201 | kW | 19 | 540 | 9 | 0.15 | 3.3215 | kW
20 | 17100 | 285 | 4.75 | 3.931 | kW | 20 | 570 | 9.5 | 0.15833 | 3.33 | kW
21 | 18000 | 300 | 5 | 3.941 | kW | 21 | 600 | 10 | 0.16667 | 3.3383 | kW
22 | 18900 | 315 | 5.25 | 3.9489 | kW | 22 | 630 | 10.5 | 0.175 | 3.3464 | kW
23 | 19800 | 330 | 5.5 | 3.9552 | kW | 23 | 660 | 11 | 0.18333 | 3.3544 | kW
24 | 20700 | 345 | 5.75 | 3.9608 | kW | 24 | 690 | 11.5 | 0.19167 | 3.3623 | kW
25 | 21600 | 360 | 6 | 3.9648 | kW | 25 | 720 | 12 | 0.2 | 3.37 | kW
26 | 22500 | 375 | 6.25 | 3.9648 | kW | 26 | 750 | 12.5 | 0.20833 | 3.3775 | kW
27 | 23400 | 390 | 6.5 | 3.9625 | kW | 27 | 780 | 13 | 0.21667 | 3.3849 | kW
28 | 24300 | 405 | 6.75 | 3.9585 | kW | 28 | 810 | 13.5 | 0.225 | 3.3921 | kW
29 | 25200 | 420 | 7 | 3.953 | kW | 29 | 840 | 14 | 0.23333 | 3.3992 | kW
30 | 26100 | 435 | 7.25 | 3.9462 | kW | 30 | 870 | 14.5 | 0.24167 | 3.4062 | kW
31 | 27000 | 450 | 7.5 | 3.9384 | kW | 31 | 900 | 15 | 0.25 | 3.413 | kW
32 | 27900 | 465 | 7.75 | 3.93 | kW | 32 | 930 | 15.5 | 0.25833 | 3.4197 | kW
33 | 28800 | 480 | 8 | 3.9188 | kW | 33 | 960 | 16 | 0.26667 | 3.4263 | kW
34 | 29700 | 495 | 8.25 | 3.8868 | kW | 34 | 990 | 16.5 | 0.275 | 3.4327 | kW
35 | 30600 | 510 | 8.5 | 3.8476 | kW | 35 | 1020 | 17 | 0.28333 | 3.439 | kW
36 | 31500 | 525 | 8.75 | 3.805 | kW | 36 | 1050 | 17.5 | 0.29167 | 3.4451 | kW
37 | 32400 | 540 | 9 | 3.7591 | kW | 37 | 1080 | 18 | 0.3 | 3.4512 | kW
38 | 33300 | 555 | 9.25 | 3.7106 | kW | 38 | 1110 | 18.5 | 0.30833 | 3.4571 | kW
39 | 34200 | 570 | 9.5 | 3.6593 | kW | 39 | 1140 | 19 | 0.31667 | 3.4629 | kW
40 | 35100 | 585 | 9.75 | 3.6054 | kW | 40 | 1170 | 19.5 | 0.325 | 3.4685 | kW
41 | 36000 | 600 | 10 | 3.5471 | kW | 41 | 1200 | 20 | 0.33333 | 3.4741 | kW
42 | 36900 | 615 | 10.25 | 3.4855 | kW | 42 | 1230 | 20.5 | 0.34167 | 3.4795 | kW
43 | 37800 | 630 | 10.5 | 3.4201 | kW | 43 | 1260 | 21 | 0.35 | 3.4848 | kW
44 | 38700 | 645 | 10.75 | 3.3524 | kW | 44 | 1290 | 21.5 | 0.35833 | 3.49 | kW
45 | 39600 | 660 | 11 | 3.279 | kW | 45 | 1320 | 22 | 0.36667 | 3.4951 | kW
46 | 40500 | 675 | 11.25 | 3.2105 | kW | 46 | 1350 | 22.5 | 0.375 | 3.5001 | kW
47 | 41400 | 690 | 11.5 | 3.1402 | kW | 47 | 1380 | 23 | 0.38333 | 3.505 | kW
48 | 42300 | 705 | 11.75 | 3.0702 | kW | 48 | 1410 | 23.5 | 0.39167 | 3.5097 | kW
49 | 43200 | 720 | 12 | 2.9985 | kW | 49 | 1440 | 24 | 0.4 | 3.5144 | kW
50 | 44100 | 735 | 12.25 | 2.93 | kW | 50 | 1470 | 24.5 | 0.40833 | 3.519 | kW
51 | 45000 | 750 | 12.5 | 2.8492 | kW | 51 | 1500 | 25 | 0.41667 | 3.5234 | kW
52 | 45900 | 765 | 12.75 | 2.7546 | kW | 52 | 1530 | 25.5 | 0.425 | 3.5278 | kW
53 | 46800 | 780 | 13 | 2.649 | kW | 53 | 1560 | 26 | 0.43333 | 3.5321 | kW
54 | 47700 | 795 | 13.25 | 2.5543 | kW | 54 | 1590 | 26.5 | 0.44167 | 3.5362 | kW
55 | 48600 | 810 | 13.5 | 2.4635 | kW | 55 | 1620 | 27 | 0.45 | 3.5403 | kW
56 | 49500 | 825 | 13.75 | 2.3772 | kW | 56 | 1650 | 27.5 | 0.45833 | 3.5443 | kW
57 | 50400 | 840 | 14 | 2.2986 | kW | 57 | 1680 | 28 | 0.46667 | 3.5482 | kW
58 | 51300 | 855 | 14.25 | 2.2463 | kW | 58 | 1710 | 28.5 | 0.475 | 3.552 | kW
59 | 52200 | 870 | 14.5 | 2.2115 | kW | 59 | 1740 | 29 | 0.48333 | 3.5557 | kW
60 | 53100 | 885 | 14.75 | 2.1924 | kW | 60 | 1770 | 29.5 | 0.49167 | 3.5594 | kW
61 | 54000 | 900 | 15 | 2.1894 | kW | 61 | 1800 | 30 | 0.5 | 3.5629 | kW
62 | 54900 | 915 | 15.25 | 2.2078 | kW | 62 | 1830 | 30.5 | 0.50833 | 3.5664 | kW
63 | 55800 | 930 | 15.5 | 2.2431 | kW | 63 | 1860 | 31 | 0.51667 | 3.5698 | kW
64 | 56700 | 945 | 15.75 | 2.2912 | kW | 64 | 1890 | 31.5 | 0.525 | 3.5731 | kW
65 | 57600 | 960 | 16 | 2.3513 | kW | 65 | 1920 | 32 | 0.53333 | 3.5763 | kW
66 | 58500 | 975 | 16.25 | 2.426 | kW | 66 | 1950 | 32.5 | 0.54167 | 3.5794 | kW
67 | 59400 | 990 | 16.5 | 2.5636 | kW | 67 | 1980 | 33 | 0.55 | 3.5825 | kW
68 | 60300 | 1005 | 16.75 | 2.791 | kW | 68 | 2010 | 33.5 | 0.55833 | 3.5855 | kW
69 | 61200 | 1020 | 17 | 2.9304 | kW | 69 | 2040 | 34 | 0.56667 | 3.5884 | kW
70 | 62100 | 1035 | 17.25 | 3.0089 | kW | 70 | 2070 | 34.5 | 0.575 | 3.5912 | kW
71 | 63000 | 1050 | 17.5 | 3.0533 | kW | 71 | 2100 | 35 | 0.58333 | 3.594 | kW
72 | 63900 | 1065 | 17.75 | 3.0794 | kW | 72 | 2130 | 35.5 | 0.59167 | 3.5967 | kW
73 | 64800 | 1080 | 18 | 3.0935 | kW | 73 | 2160 | 36 | 0.6 | 3.5993 | kW
74 | 65700 | 1095 | 18.25 | 3.0935 | kW | 74 | 2190 | 36.5 | 0.60833 | 3.6019 | kW
75 | 66600 | 1110 | 18.5 | 3.0843 | kW | 75 | 2220 | 37 | 0.61667 | 3.6044 | kW
76 | 67500 | 1125 | 18.75 | 3.07 | kW | 76 | 2250 | 37.5 | 0.625 | 3.6068 | kW
77 | 68400 | 1140 | 19 | 3.0523 | kW | 77 | 2280 | 38 | 0.63333 | 3.6092 | kW
78 | 69300 | 1155 | 19.25 | 3.0318 | kW | 78 | 2310 | 38.5 | 0.64167 | 3.6116 | kW
79 | 70200 | 1170 | 19.5 | 3.0097 | kW | 79 | 2340 | 39 | 0.65 | 3.6138 | kW
80 | 71100 | 1185 | 19.75 | 2.9864 | kW | 80 | 2370 | 39.5 | 0.65833 | 3.6159 | kW
81 | 72000 | 1200 | 20 | 2.9659 | kW | 81 | 2400 | 40 | 0.66667 | 3.6181 | kW
82 | 72900 | 1215 | 20.25 | 2.9624 | kW | 82 | 2430 | 40.5 | 0.675 | 3.6201 | kW
83 | 73800 | 1230 | 20.5 | 2.9699 | kW | 83 | 2460 | 41 | 0.68333 | 3.6221 | kW
84 | 74700 | 1245 | 20.75 | 2.9846 | kW | 84 | 2490 | 41.5 | 0.69167 | 3.6241 | kW
85 | 75600 | 1260 | 21 | 3.0065 | kW | 85 | 2520 | 42 | 0.7 | 3.626 | kW
86 | 76500 | 1275 | 21.25 | 3.0393 | kW | 86 | 2550 | 42.5 | 0.70833 | 3.6278 | kW
87 | 77400 | 1290 | 21.5 | 3.0795 | kW | 87 | 2580 | 43 | 0.71667 | 3.6296 | kW
88 | 78300 | 1305 | 21.75 | 3.1256 | kW | 88 | 2610 | 43.5 | 0.725 | 3.6313 | kW
89 | 79200 | 1320 | 22 | 3.1742 | kW | 89 | 2640 | 44 | 0.73333 | 3.633 | kW
90 | 80100 | 1335 | 22.25 | 3.2228 | kW | 90 | 2670 | 44.5 | 0.74167 | 3.6346 | kW
91 | 81000 | 1350 | 22.5 | 3.2712 | kW | 91 | 2700 | 45 | 0.75 | 3.6362 | kW
92 | 81900 | 1365 | 22.75 | 3.3195 | kW | 92 | 2730 | 45.5 | 0.75833 | 3.6377 | kW
93 | 82800 | 1380 | 23 | 3.3672 | kW | 93 | 2760 | 46 | 0.76667 | 3.6392 | kW
94 | 83700 | 1395 | 23.25 | 3.4127 | kW | 94 | 2790 | 46.5 | 0.775 | 3.6407 | kW
95 | 84600 | 1410 | 23.5 | 3.4569 | kW | 95 | 2820 | 47 | 0.78333 | 3.642 | kW
96 | 85500 | 1425 | 23.75 | 3.4999 | kW | 96 | 2850 | 47.5 | 0.79167 | 3.6434 | kW
[6 empty] | 97 | 2880 | 48 | 0.8 | 3.6447 | kW
[6 empty] | 98 | 2910 | 48.5 | 0.80833 | 3.6459 | kW
[6 empty] | 99 | 2940 | 49 | 0.81667 | 3.6471 | kW
[6 empty] | 100 | 2970 | 49.5 | 0.825 | 3.6483 | kW
[6 empty] | 101 | 3000 | 50 | 0.83333 | 3.6494 | kW
[6 empty] | 102 | 3030 | 50.5 | 0.84167 | 3.6505 | kW
[6 empty] | 103 | 3060 | 51 | 0.85 | 3.6515 | kW
[6 empty] | 104 | 3090 | 51.5 | 0.85833 | 3.6525 | kW
[6 empty] | 105 | 3120 | 52 | 0.86667 | 3.6535 | kW
[6 empty] | 106 | 3150 | 52.5 | 0.875 | 3.6544 | kW
[6 empty] | 107 | 3180 | 53 | 0.88333 | 3.6553 | kW
[6 empty] | 108 | 3210 | 53.5 | 0.89167 | 3.6561 | kW
[6 empty] | 109 | 3240 | 54 | 0.9 | 3.6569 | kW
[6 empty] | 110 | 3270 | 54.5 | 0.90833 | 3.6577 | kW
[6 empty] | 111 | 3300 | 55 | 0.91667 | 3.6584 | kW
[6 empty] | 112 | 3330 | 55.5 | 0.925 | 3.6591 | kW
[6 empty] | 113 | 3360 | 56 | 0.93333 | 3.6598 | kW
[6 empty] | 114 | 3390 | 56.5 | 0.94167 | 3.6604 | kW
[6 empty] | 115 | 3420 | 57 | 0.95 | 3.661 | kW
[6 empty] | 116 | 3450 | 57.5 | 0.95833 | 3.6616 | kW
[6 empty] | 117 | 3480 | 58 | 0.96667 | 3.6622 | kW
[6 empty] | 118 | 3510 | 58.5 | 0.975 | 3.6627 | kW
[6 empty] | 119 | 3540 | 59 | 0.98333 | 3.6631 | kW
[6 empty] | 120 | 3570 | 59.5 | 0.99167 | 3.6636 | kW
[6 empty] | 121 | 3600 | 60 | 1 | 3.664 | kW
[6 empty] | 122 | 3630 | 60.5 | 1.0083 | 3.6644 | kW
[6 empty] | 123 | 3660 | 61 | 1.0167 | 3.6648 | kW
[6 empty] | 124 | 3690 | 61.5 | 1.025 | 3.6653 | kW
[6 empty] | 125 | 3720 | 62 | 1.0333 | 3.6657 | kW
[6 empty] | 126 | 3750 | 62.5 | 1.0417 | 3.6661 | kW
[6 empty] | 127 | 3780 | 63 | 1.05 | 3.6666 | kW
[6 empty] | 128 | 3810 | 63.5 | 1.0583 | 3.6671 | kW
[6 empty] | 129 | 3840 | 64 | 1.0667 | 3.6675 | kW
[6 empty] | 130 | 3870 | 64.5 | 1.075 | 3.668 | kW
[6 empty] | 131 | 3900 | 65 | 1.0833 | 3.6685 | kW
[6 empty] | 132 | 3930 | 65.5 | 1.0917 | 3.669 | kW
[6 empty] | 133 | 3960 | 66 | 1.1 | 3.6695 | kW
[6 empty] | 134 | 3990 | 66.5 | 1.1083 | 3.6701 | kW
[6 empty] | 135 | 4020 | 67 | 1.1167 | 3.6706 | kW
[6 empty] | 136 | 4050 | 67.5 | 1.125 | 3.6711 | kW
[6 empty] | 137 | 4080 | 68 | 1.1333 | 3.6717 | kW
[6 empty] | 138 | 4110 | 68.5 | 1.1417 | 3.6722 | kW
[6 empty] | 139 | 4140 | 69 | 1.15 | 3.6728 | kW
[6 empty] | 140 | 4170 | 69.5 | 1.1583 | 3.6733 | kW
[6 empty] | 141 | 4200 | 70 | 1.1667 | 3.6739 | kW
[6 empty] | 142 | 4230 | 70.5 | 1.175 | 3.6745 | kW
[6 empty] | 143 | 4260 | 71 | 1.1833 | 3.6751 | kW
[6 empty] | 144 | 4290 | 71.5 | 1.1917 | 3.6757 | kW
[6 empty] | 145 | 4320 | 72 | 1.2 | 3.6763 | kW
[6 empty] | 146 | 4350 | 72.5 | 1.2083 | 3.6769 | kW
[6 empty] | 147 | 4380 | 73 | 1.2167 | 3.6775 | kW
[6 empty] | 148 | 4410 | 73.5 | 1.225 | 3.6781 | kW
[6 empty] | 149 | 4440 | 74 | 1.2333 | 3.6787 | kW
[6 empty] | 150 | 4470 | 74.5 | 1.2417 | 3.6794 | kW
[6 empty] | 151 | 4500 | 75 | 1.25 | 3.68 | kW
[6 empty] | 152 | 4530 | 75.5 | 1.2583 | 3.6806 | kW
[6 empty] | 153 | 4560 | 76 | 1.2667 | 3.6813 | kW
[6 empty] | 154 | 4590 | 76.5 | 1.275 | 3.6819 | kW
[6 empty] | 155 | 4620 | 77 | 1.2833 | 3.6826 | kW
[6 empty] | 156 | 4650 | 77.5 | 1.2917 | 3.6833 | kW
[6 empty] | 157 | 4680 | 78 | 1.3 | 3.6839 | kW
[6 empty] | 158 | 4710 | 78.5 | 1.3083 | 3.6846 | kW
[6 empty] | 159 | 4740 | 79 | 1.3167 | 3.6853 | kW
[6 empty] | 160 | 4770 | 79.5 | 1.325 | 3.686 | kW
[6 empty] | 161 | 4800 | 80 | 1.3333 | 3.6867 | kW
[6 empty] | 162 | 4830 | 80.5 | 1.3417 | 3.6874 | kW
[6 empty] | 163 | 4860 | 81 | 1.35 | 3.6881 | kW
[6 empty] | 164 | 4890 | 81.5 | 1.3583 | 3.6888 | kW
[6 empty] | 165 | 4920 | 82 | 1.3667 | 3.6895 | kW
[6 empty] | 166 | 4950 | 82.5 | 1.375 | 3.6902 | kW
[6 empty] | 167 | 4980 | 83 | 1.3833 | 3.6909 | kW
[6 empty] | 168 | 5010 | 83.5 | 1.3917 | 3.6916 | kW
[6 empty] | 169 | 5040 | 84 | 1.4 | 3.6923 | kW
[6 empty] | 170 | 5070 | 84.5 | 1.4083 | 3.6931 | kW
[6 empty] | 171 | 5100 | 85 | 1.4167 | 3.6938 | kW
[6 empty] | 172 | 5130 | 85.5 | 1.425 | 3.6945 | kW
[6 empty] | 173 | 5160 | 86 | 1.4333 | 3.6953 | kW
[6 empty] | 174 | 5190 | 86.5 | 1.4417 | 3.696 | kW
[6 empty] | 175 | 5220 | 87 | 1.45 | 3.6968 | kW
[6 empty] | 176 | 5250 | 87.5 | 1.4583 | 3.6975 | kW
[6 empty] | 177 | 5280 | 88 | 1.4667 | 3.6983 | kW
[6 empty] | 178 | 5310 | 88.5 | 1.475 | 3.699 | kW
[6 empty] | 179 | 5340 | 89 | 1.4833 | 3.6998 | kW
[6 empty] | 180 | 5370 | 89.5 | 1.4917 | 3.7005 | kW
[6 empty] | 181 | 5400 | 90 | 1.5 | 3.7013 | kW
[6 empty] | 182 | 5430 | 90.5 | 1.5083 | 3.7021 | kW
[6 empty] | 183 | 5460 | 91 | 1.5167 | 3.7029 | kW
[6 empty] | 184 | 5490 | 91.5 | 1.525 | 3.7036 | kW
[6 empty] | 185 | 5520 | 92 | 1.5333 | 3.7044 | kW
[6 empty] | 186 | 5550 | 92.5 | 1.5417 | 3.7052 | kW
[6 empty] | 187 | 5580 | 93 | 1.55 | 3.706 | kW
[6 empty] | 188 | 5610 | 93.5 | 1.5583 | 3.7068 | kW
[6 empty] | 189 | 5640 | 94 | 1.5667 | 3.7076 | kW
[6 empty] | 190 | 5670 | 94.5 | 1.575 | 3.7083 | kW
[6 empty] | 191 | 5700 | 95 | 1.5833 | 3.7091 | kW
[6 empty] | 192 | 5730 | 95.5 | 1.5917 | 3.7099 | kW
[6 empty] | 193 | 5760 | 96 | 1.6 | 3.7107 | kW
[6 empty] | 194 | 5790 | 96.5 | 1.6083 | 3.7115 | kW
[6 empty] | 195 | 5820 | 97 | 1.6167 | 3.7123 | kW
[6 empty] | 196 | 5850 | 97.5 | 1.625 | 3.7132 | kW
[6 empty] | 197 | 5880 | 98 | 1.6333 | 3.714 | kW
[6 empty] | 198 | 5910 | 98.5 | 1.6417 | 3.7148 | kW
[6 empty] | 199 | 5940 | 99 | 1.65 | 3.7156 | kW
[6 empty] | 200 | 5970 | 99.5 | 1.6583 | 3.7164 | kW
[6 empty] | 201 | 6000 | 100 | 1.6667 | 3.7172 | kW
[6 empty] | 202 | 6030 | 100.5 | 1.675 | 3.718 | kW
[6 empty] | 203 | 6060 | 101 | 1.6833 | 3.7189 | kW
[6 empty] | 204 | 6090 | 101.5 | 1.6917 | 3.7197 | kW
[6 empty] | 205 | 6120 | 102 | 1.7 | 3.7205 | kW
[6 empty] | 206 | 6150 | 102.5 | 1.7083 | 3.7213 | kW
[6 empty] | 207 | 6180 | 103 | 1.7167 | 3.7222 | kW
[6 empty] | 208 | 6210 | 103.5 | 1.725 | 3.723 | kW
[6 empty] | 209 | 6240 | 104 | 1.7333 | 3.7238 | kW
[6 empty] | 210 | 6270 | 104.5 | 1.7417 | 3.7247 | kW
[6 empty] | 211 | 6300 | 105 | 1.75 | 3.7255 | kW
[6 empty] | 212 | 6330 | 105.5 | 1.7583 | 3.7263 | kW
[6 empty] | 213 | 6360 | 106 | 1.7667 | 3.7272 | kW
[6 empty] | 214 | 6390 | 106.5 | 1.775 | 3.728 | kW
[6 empty] | 215 | 6420 | 107 | 1.7833 | 3.7289 | kW
[6 empty] | 216 | 6450 | 107.5 | 1.7917 | 3.7297 | kW
[6 empty] | 217 | 6480 | 108 | 1.8 | 3.7305 | kW
[6 empty] | 218 | 6510 | 108.5 | 1.8083 | 3.7314 | kW
[6 empty] | 219 | 6540 | 109 | 1.8167 | 3.7322 | kW
[6 empty] | 220 | 6570 | 109.5 | 1.825 | 3.7331 | kW
[6 empty] | 221 | 6600 | 110 | 1.8333 | 3.7339 | kW
[6 empty] | 222 | 6630 | 110.5 | 1.8417 | 3.7348 | kW
[6 empty] | 223 | 6660 | 111 | 1.85 | 3.7356 | kW
[6 empty] | 224 | 6690 | 111.5 | 1.8583 | 3.7365 | kW
[6 empty] | 225 | 6720 | 112 | 1.8667 | 3.7374 | kW
[6 empty] | 226 | 6750 | 112.5 | 1.875 | 3.7382 | kW
[6 empty] | 227 | 6780 | 113 | 1.8833 | 3.7391 | kW
[6 empty] | 228 | 6810 | 113.5 | 1.8917 | 3.7399 | kW
[6 empty] | 229 | 6840 | 114 | 1.9 | 3.7408 | kW
[6 empty] | 230 | 6870 | 114.5 | 1.9083 | 3.7417 | kW
[6 empty] | 231 | 6900 | 115 | 1.9167 | 3.7425 | kW
[6 empty] | 232 | 6930 | 115.5 | 1.925 | 3.7434 | kW
[6 empty] | 233 | 6960 | 116 | 1.9333 | 3.7442 | kW
[6 empty] | 234 | 6990 | 116.5 | 1.9417 | 3.7451 | kW
[6 empty] | 235 | 7020 | 117 | 1.95 | 3.746 | kW
[6 empty] | 236 | 7050 | 117.5 | 1.9583 | 3.7468 | kW
[6 empty] | 237 | 7080 | 118 | 1.9667 | 3.7477 | kW
[6 empty] | 238 | 7110 | 118.5 | 1.975 | 3.7486 | kW
[6 empty] | 239 | 7140 | 119 | 1.9833 | 3.7494 | kW
[6 empty] | 240 | 7170 | 119.5 | 1.9917 | 3.7503 | kW
[6 empty] | 241 | 7200 | 120 | 2 | 3.7512 | kW
[6 empty] | 242 | 7230 | 120.5 | 2.0083 | 3.752 | kW
[6 empty] | 243 | 7260 | 121 | 2.0167 | 3.7529 | kW
[6 empty] | 244 | 7290 | 121.5 | 2.025 | 3.7538 | kW
[6 empty] | 245 | 7320 | 122 | 2.0333 | 3.7546 | kW
[6 empty] | 246 | 7350 | 122.5 | 2.0417 | 3.7555 | kW
[6 empty] | 247 | 7380 | 123 | 2.05 | 3.7563 | kW
[6 empty] | 248 | 7410 | 123.5 | 2.0583 | 3.7571 | kW
[6 empty] | 249 | 7440 | 124 | 2.0667 | 3.758 | kW
[6 empty] | 250 | 7470 | 124.5 | 2.075 | 3.7588 | kW
[6 empty] | 251 | 7500 | 125 | 2.0833 | 3.7596 | kW
[6 empty] | 252 | 7530 | 125.5 | 2.0917 | 3.7604 | kW
[6 empty] | 253 | 7560 | 126 | 2.1 | 3.7612 | kW
[6 empty] | 254 | 7590 | 126.5 | 2.1083 | 3.7621 | kW
[6 empty] | 255 | 7620 | 127 | 2.1167 | 3.7629 | kW
[6 empty] | 256 | 7650 | 127.5 | 2.125 | 3.7637 | kW
[6 empty] | 257 | 7680 | 128 | 2.1333 | 3.7645 | kW
[6 empty] | 258 | 7710 | 128.5 | 2.1417 | 3.7652 | kW
[6 empty] | 259 | 7740 | 129 | 2.15 | 3.766 | kW
[6 empty] | 260 | 7770 | 129.5 | 2.1583 | 3.7668 | kW
[6 empty] | 261 | 7800 | 130 | 2.1667 | 3.7676 | kW
[6 empty] | 262 | 7830 | 130.5 | 2.175 | 3.7684 | kW
[6 empty] | 263 | 7860 | 131 | 2.1833 | 3.7691 | kW
[6 empty] | 264 | 7890 | 131.5 | 2.1917 | 3.7699 | kW
[6 empty] | 265 | 7920 | 132 | 2.2 | 3.7707 | kW
[6 empty] | 266 | 7950 | 132.5 | 2.2083 | 3.7714 | kW
[6 empty] | 267 | 7980 | 133 | 2.2167 | 3.7722 | kW
[6 empty] | 268 | 8010 | 133.5 | 2.225 | 3.7729 | kW
[6 empty] | 269 | 8040 | 134 | 2.2333 | 3.7737 | kW
[6 empty] | 270 | 8070 | 134.5 | 2.2417 | 3.7744 | kW
[6 empty] | 271 | 8100 | 135 | 2.25 | 3.7752 | kW
[6 empty] | 272 | 8130 | 135.5 | 2.2583 | 3.7759 | kW
[6 empty] | 273 | 8160 | 136 | 2.2667 | 3.7767 | kW
[6 empty] | 274 | 8190 | 136.5 | 2.275 | 3.7774 | kW
[6 empty] | 275 | 8220 | 137 | 2.2833 | 3.7781 | kW
[6 empty] | 276 | 8250 | 137.5 | 2.2917 | 3.7788 | kW
[6 empty] | 277 | 8280 | 138 | 2.3 | 3.7796 | kW
[6 empty] | 278 | 8310 | 138.5 | 2.3083 | 3.7803 | kW
[6 empty] | 279 | 8340 | 139 | 2.3167 | 3.781 | kW
[6 empty] | 280 | 8370 | 139.5 | 2.325 | 3.7817 | kW
[6 empty] | 281 | 8400 | 140 | 2.3333 | 3.7824 | kW
[6 empty] | 282 | 8430 | 140.5 | 2.3417 | 3.7832 | kW
[6 empty] | 283 | 8460 | 141 | 2.35 | 3.7839 | kW
[6 empty] | 284 | 8490 | 141.5 | 2.3583 | 3.7846 | kW
[6 empty] | 285 | 8520 | 142 | 2.3667 | 3.7853 | kW
[6 empty] | 286 | 8550 | 142.5 | 2.375 | 3.786 | kW
[6 empty] | 287 | 8580 | 143 | 2.3833 | 3.7867 | kW
[6 empty] | 288 | 8610 | 143.5 | 2.3917 | 3.7874 | kW
[6 empty] | 289 | 8640 | 144 | 2.4 | 3.788 | kW
[6 empty] | 290 | 8670 | 144.5 | 2.4083 | 3.7887 | kW
[6 empty] | 291 | 8700 | 145 | 2.4167 | 3.7894 | kW
[6 empty] | 292 | 8730 | 145.5 | 2.425 | 3.7901 | kW
[6 empty] | 293 | 8760 | 146 | 2.4333 | 3.7908 | kW
[6 empty] | 294 | 8790 | 146.5 | 2.4417 | 3.7915 | kW
[6 empty] | 295 | 8820 | 147 | 2.45 | 3.7921 | kW
[6 empty] | 296 | 8850 | 147.5 | 2.4583 | 3.7928 | kW
[6 empty] | 297 | 8880 | 148 | 2.4667 | 3.7935 | kW
[6 empty] | 298 | 8910 | 148.5 | 2.475 | 3.7942 | kW
[6 empty] | 299 | 8940 | 149 | 2.4833 | 3.7948 | kW
[6 empty] | 300 | 8970 | 149.5 | 2.4917 | 3.7955 | kW
[6 empty] | 301 | 9000 | 150 | 2.5 | 3.7962 | kW
[6 empty] | 302 | 9030 | 150.5 | 2.5083 | 3.7968 | kW
[6 empty] | 303 | 9060 | 151 | 2.5167 | 3.7975 | kW
[6 empty] | 304 | 9090 | 151.5 | 2.525 | 3.7981 | kW
[6 empty] | 305 | 9120 | 152 | 2.5333 | 3.7988 | kW
[6 empty] | 306 | 9150 | 152.5 | 2.5417 | 3.7994 | kW
[6 empty] | 307 | 9180 | 153 | 2.55 | 3.8001 | kW
[6 empty] | 308 | 9210 | 153.5 | 2.5583 | 3.8007 | kW
[6 empty] | 309 | 9240 | 154 | 2.5667 | 3.8014 | kW
[6 empty] | 310 | 9270 | 154.5 | 2.575 | 3.802 | kW
[6 empty] | 311 | 9300 | 155 | 2.5833 | 3.8027 | kW
[6 empty] | 312 | 9330 | 155.5 | 2.5917 | 3.8033 | kW
[6 empty] | 313 | 9360 | 156 | 2.6 | 3.804 | kW
[6 empty] | 314 | 9390 | 156.5 | 2.6083 | 3.8046 | kW
[6 empty] | 315 | 9420 | 157 | 2.6167 | 3.8052 | kW
[6 empty] | 316 | 9450 | 157.5 | 2.625 | 3.8059 | kW
[6 empty] | 317 | 9480 | 158 | 2.6333 | 3.8065 | kW
[6 empty] | 318 | 9510 | 158.5 | 2.6417 | 3.8071 | kW
[6 empty] | 319 | 9540 | 159 | 2.65 | 3.8078 | kW
[6 empty] | 320 | 9570 | 159.5 | 2.6583 | 3.8084 | kW
[6 empty] | 321 | 9600 | 160 | 2.6667 | 3.809 | kW
[6 empty] | 322 | 9630 | 160.5 | 2.675 | 3.8097 | kW
[6 empty] | 323 | 9660 | 161 | 2.6833 | 3.8103 | kW
[6 empty] | 324 | 9690 | 161.5 | 2.6917 | 3.8109 | kW
[6 empty] | 325 | 9720 | 162 | 2.7 | 3.8116 | kW
[6 empty] | 326 | 9750 | 162.5 | 2.7083 | 3.8122 | kW
[6 empty] | 327 | 9780 | 163 | 2.7167 | 3.8128 | kW
[6 empty] | 328 | 9810 | 163.5 | 2.725 | 3.8134 | kW
[6 empty] | 329 | 9840 | 164 | 2.7333 | 3.8141 | kW
[6 empty] | 330 | 9870 | 164.5 | 2.7417 | 3.8147 | kW
[6 empty] | 331 | 9900 | 165 | 2.75 | 3.8153 | kW
[6 empty] | 332 | 9930 | 165.5 | 2.7583 | 3.8158 | kW
[6 empty] | 333 | 9960 | 166 | 2.7667 | 3.8165 | kW
[6 empty] | 334 | 9990 | 166.5 | 2.775 | 3.8171 | kW
[6 empty] | 335 | 10020 | 167 | 2.7833 | 3.8177 | kW
[6 empty] | 336 | 10050 | 167.5 | 2.7917 | 3.8183 | kW
[6 empty] | 337 | 10080 | 168 | 2.8 | 3.8189 | kW
[6 empty] | 338 | 10110 | 168.5 | 2.8083 | 3.8195 | kW
[6 empty] | 339 | 10140 | 169 | 2.8167 | 3.8201 | kW
[6 empty] | 340 | 10170 | 169.5 | 2.825 | 3.8207 | kW
[6 empty] | 341 | 10200 | 170 | 2.8333 | 3.8213 | kW
[6 empty] | 342 | 10230 | 170.5 | 2.8417 | 3.8219 | kW
[6 empty] | 343 | 10260 | 171 | 2.85 | 3.8225 | kW
[6 empty] | 344 | 10290 | 171.5 | 2.8583 | 3.8231 | kW
[6 empty] | 345 | 10320 | 172 | 2.8667 | 3.8237 | kW
[6 empty] | 346 | 10350 | 172.5 | 2.875 | 3.8243 | kW
[6 empty] | 347 | 10380 | 173 | 2.8833 | 3.8249 | kW
[6 empty] | 348 | 10410 | 173.5 | 2.8917 | 3.8255 | kW
[6 empty] | 349 | 10440 | 174 | 2.9 | 3.8261 | kW
[6 empty] | 350 | 10470 | 174.5 | 2.9083 | 3.8267 | kW
[6 empty] | 351 | 10500 | 175 | 2.9167 | 3.8273 | kW
[6 empty] | 352 | 10530 | 175.5 | 2.925 | 3.8279 | kW
[6 empty] | 353 | 10560 | 176 | 2.9333 | 3.8285 | kW
[6 empty] | 354 | 10590 | 176.5 | 2.9417 | 3.8291 | kW
[6 empty] | 355 | 10620 | 177 | 2.95 | 3.8297 | kW
[6 empty] | 356 | 10650 | 177.5 | 2.9583 | 3.8303 | kW
[6 empty] | 357 | 10680 | 178 | 2.9667 | 3.8309 | kW
[6 empty] | 358 | 10710 | 178.5 | 2.975 | 3.8315 | kW
[6 empty] | 359 | 10740 | 179 | 2.9833 | 3.8321 | kW
[6 empty] | 360 | 10770 | 179.5 | 2.9917 | 3.8327 | kW
[6 empty] | 361 | 10800 | 180 | 3 | 3.8333 | kW
[6 empty] | 362 | 10830 | 180.5 | 3.0083 | 3.8339 | kW
[6 empty] | 363 | 10860 | 181 | 3.0167 | 3.8344 | kW
[6 empty] | 364 | 10890 | 181.5 | 3.025 | 3.835 | kW
[6 empty] | 365 | 10920 | 182 | 3.0333 | 3.8356 | kW
[6 empty] | 366 | 10950 | 182.5 | 3.0417 | 3.8361 | kW
[6 empty] | 367 | 10980 | 183 | 3.05 | 3.8367 | kW
[6 empty] | 368 | 11010 | 183.5 | 3.0583 | 3.8373 | kW
[6 empty] | 369 | 11040 | 184 | 3.0667 | 3.8378 | kW
[6 empty] | 370 | 11070 | 184.5 | 3.075 | 3.8384 | kW
[6 empty] | 371 | 11100 | 185 | 3.0833 | 3.8389 | kW
[6 empty] | 372 | 11130 | 185.5 | 3.0917 | 3.8395 | kW
[6 empty] | 373 | 11160 | 186 | 3.1 | 3.84 | kW
[6 empty] | 374 | 11190 | 186.5 | 3.1083 | 3.8406 | kW
[6 empty] | 375 | 11220 | 187 | 3.1167 | 3.8411 | kW
[6 empty] | 376 | 11250 | 187.5 | 3.125 | 3.8417 | kW
[6 empty] | 377 | 11280 | 188 | 3.1333 | 3.8422 | kW
[6 empty] | 378 | 11310 | 188.5 | 3.1417 | 3.8428 | kW
[6 empty] | 379 | 11340 | 189 | 3.15 | 3.8433 | kW
[6 empty] | 380 | 11370 | 189.5 | 3.1583 | 3.8438 | kW
[6 empty] | 381 | 11400 | 190 | 3.1667 | 3.8443 | kW
[6 empty] | 382 | 11430 | 190.5 | 3.175 | 3.8449 | kW
[6 empty] | 383 | 11460 | 191 | 3.1833 | 3.8454 | kW
[6 empty] | 384 | 11490 | 191.5 | 3.1917 | 3.8459 | kW
[6 empty] | 385 | 11520 | 192 | 3.2 | 3.8465 | kW
[6 empty] | 386 | 11550 | 192.5 | 3.2083 | 3.847 | kW
[6 empty] | 387 | 11580 | 193 | 3.2167 | 3.8475 | kW
[6 empty] | 388 | 11610 | 193.5 | 3.225 | 3.848 | kW
[6 empty] | 389 | 11640 | 194 | 3.2333 | 3.8485 | kW
[6 empty] | 390 | 11670 | 194.5 | 3.2417 | 3.8491 | kW
[6 empty] | 391 | 11700 | 195 | 3.25 | 3.8496 | kW
[6 empty] | 392 | 11730 | 195.5 | 3.2583 | 3.8501 | kW
[6 empty] | 393 | 11760 | 196 | 3.2667 | 3.8506 | kW
[6 empty] | 394 | 11790 | 196.5 | 3.275 | 3.8511 | kW
[6 empty] | 395 | 11820 | 197 | 3.2833 | 3.8516 | kW
[6 empty] | 396 | 11850 | 197.5 | 3.2917 | 3.852 | kW
[6 empty] | 397 | 11880 | 198 | 3.3 | 3.8525 | kW
[6 empty] | 398 | 11910 | 198.5 | 3.3083 | 3.8531 | kW
[6 empty] | 399 | 11940 | 199 | 3.3167 | 3.8536 | kW
[6 empty] | 400 | 11970 | 199.5 | 3.325 | 3.8541 | kW
[6 empty] | 401 | 12000 | 200 | 3.3333 | 3.8546 | kW
[6 empty] | 402 | 12030 | 200.5 | 3.3417 | 3.8551 | kW
[6 empty] | 403 | 12060 | 201 | 3.35 | 3.8556 | kW
[6 empty] | 404 | 12090 | 201.5 | 3.3583 | 3.8561 | kW
[6 empty] | 405 | 12120 | 202 | 3.3667 | 3.8566 | kW
[6 empty] | 406 | 12150 | 202.5 | 3.375 | 3.8571 | kW
[6 empty] | 407 | 12180 | 203 | 3.3833 | 3.8576 | kW
[6 empty] | 408 | 12210 | 203.5 | 3.3917 | 3.8581 | kW
[6 empty] | 409 | 12240 | 204 | 3.4 | 3.8585 | kW
[6 empty] | 410 | 12270 | 204.5 | 3.4083 | 3.8588 | kW
[6 empty] | 411 | 12300 | 205 | 3.4167 | 3.8593 | kW
[6 empty] | 412 | 12330 | 205.5 | 3.425 | 3.8598 | kW
[6 empty] | 413 | 12360 | 206 | 3.4333 | 3.8603 | kW
[6 empty] | 414 | 12390 | 206.5 | 3.4417 | 3.8607 | kW
[6 empty] | 415 | 12420 | 207 | 3.45 | 3.8612 | kW
[6 empty] | 416 | 12450 | 207.5 | 3.4583 | 3.8617 | kW
[6 empty] | 417 | 12480 | 208 | 3.4667 | 3.8622 | kW
[6 empty] | 418 | 12510 | 208.5 | 3.475 | 3.8627 | kW
[6 empty] | 419 | 12540 | 209 | 3.4833 | 3.8632 | kW
[6 empty] | 420 | 12570 | 209.5 | 3.4917 | 3.8636 | kW
[6 empty] | 421 | 12600 | 210 | 3.5 | 3.8641 | kW
[6 empty] | 422 | 12630 | 210.5 | 3.5083 | 3.8646 | kW
[6 empty] | 423 | 12660 | 211 | 3.5167 | 3.8651 | kW
[6 empty] | 424 | 12690 | 211.5 | 3.525 | 3.8656 | kW
[6 empty] | 425 | 12720 | 212 | 3.5333 | 3.8661 | kW
[6 empty] | 426 | 12750 | 212.5 | 3.5417 | 3.8665 | kW
[6 empty] | 427 | 12780 | 213 | 3.55 | 3.867 | kW
[6 empty] | 428 | 12810 | 213.5 | 3.5583 | 3.8675 | kW
[6 empty] | 429 | 12840 | 214 | 3.5667 | 3.868 | kW
[6 empty] | 430 | 12870 | 214.5 | 3.575 | 3.8685 | kW
[6 empty] | 431 | 12900 | 215 | 3.5833 | 3.869 | kW
[6 empty] | 432 | 12930 | 215.5 | 3.5917 | 3.8694 | kW
[6 empty] | 433 | 12960 | 216 | 3.6 | 3.8699 | kW
[6 empty] | 434 | 12990 | 216.5 | 3.6083 | 3.8704 | kW
[6 empty] | 435 | 13020 | 217 | 3.6167 | 3.8709 | kW
[6 empty] | 436 | 13050 | 217.5 | 3.625 | 3.871 | kW
[6 empty] | 437 | 13080 | 218 | 3.6333 | 3.8715 | kW
[6 empty] | 438 | 13110 | 218.5 | 3.6417 | 3.872 | kW
[6 empty] | 439 | 13140 | 219 | 3.65 | 3.8724 | kW
[6 empty] | 440 | 13170 | 219.5 | 3.6583 | 3.8729 | kW
[6 empty] | 441 | 13200 | 220 | 3.6667 | 3.8733 | kW
[6 empty] | 442 | 13230 | 220.5 | 3.675 | 3.8738 | kW
[6 empty] | 443 | 13260 | 221 | 3.6833 | 3.8743 | kW
[6 empty] | 444 | 13290 | 221.5 | 3.6917 | 3.8747 | kW
[6 empty] | 445 | 13320 | 222 | 3.7 | 3.8752 | kW
[6 empty] | 446 | 13350 | 222.5 | 3.7083 | 3.8756 | kW
[6 empty] | 447 | 13380 | 223 | 3.7167 | 3.8761 | kW
[6 empty] | 448 | 13410 | 223.5 | 3.725 | 3.8766 | kW
[6 empty] | 449 | 13440 | 224 | 3.7333 | 3.877 | kW
[6 empty] | 450 | 13470 | 224.5 | 3.7417 | 3.8775 | kW
[6 empty] | 451 | 13500 | 225 | 3.75 | 3.8779 | kW
[6 empty] | 452 | 13530 | 225.5 | 3.7583 | 3.8784 | kW
[6 empty] | 453 | 13560 | 226 | 3.7667 | 3.8789 | kW
[6 empty] | 454 | 13590 | 226.5 | 3.775 | 3.8793 | kW
[6 empty] | 455 | 13620 | 227 | 3.7833 | 3.8798 | kW
[6 empty] | 456 | 13650 | 227.5 | 3.7917 | 3.8802 | kW
[6 empty] | 457 | 13680 | 228 | 3.8 | 3.8807 | kW
[6 empty] | 458 | 13710 | 228.5 | 3.8083 | 3.8811 | kW
[6 empty] | 459 | 13740 | 229 | 3.8167 | 3.8816 | kW
[6 empty] | 460 | 13770 | 229.5 | 3.825 | 3.8821 | kW
[6 empty] | 461 | 13800 | 230 | 3.8333 | 3.8825 | kW
[6 empty] | 462 | 13830 | 230.5 | 3.8417 | 3.8829 | kW
[6 empty] | 463 | 13860 | 231 | 3.85 | 3.8834 | kW
[6 empty] | 464 | 13890 | 231.5 | 3.8583 | 3.8838 | kW
[6 empty] | 465 | 13920 | 232 | 3.8667 | 3.8843 | kW
[6 empty] | 466 | 13950 | 232.5 | 3.875 | 3.8847 | kW
[6 empty] | 467 | 13980 | 233 | 3.8833 | 3.8851 | kW
[6 empty] | 468 | 14010 | 233.5 | 3.8917 | 3.8856 | kW
[6 empty] | 469 | 14040 | 234 | 3.9 | 3.886 | kW
[6 empty] | 470 | 14070 | 234.5 | 3.9083 | 3.8864 | kW
[6 empty] | 471 | 14100 | 235 | 3.9167 | 3.8869 | kW
[6 empty] | 472 | 14130 | 235.5 | 3.925 | 3.8873 | kW
[6 empty] | 473 | 14160 | 236 | 3.9333 | 3.8877 | kW
[6 empty] | 474 | 14190 | 236.5 | 3.9417 | 3.8881 | kW
[6 empty] | 475 | 14220 | 237 | 3.95 | 3.8886 | kW
[6 empty] | 476 | 14250 | 237.5 | 3.9583 | 3.889 | kW
[6 empty] | 477 | 14280 | 238 | 3.9667 | 3.8894 | kW
[6 empty] | 478 | 14310 | 238.5 | 3.975 | 3.8898 | kW
[6 empty] | 479 | 14340 | 239 | 3.9833 | 3.8903 | kW
[6 empty] | 480 | 14370 | 239.5 | 3.9917 | 3.8907 | kW
[6 empty] | 481 | 14400 | 240 | 4 | 3.8911 | kW
[6 empty] | 482 | 14430 | 240.5 | 4.0083 | 3.8915 | kW
[6 empty] | 483 | 14460 | 241 | 4.0167 | 3.8919 | kW
[6 empty] | 484 | 14490 | 241.5 | 4.025 | 3.8924 | kW
[6 empty] | 485 | 14520 | 242 | 4.0333 | 3.8928 | kW
[6 empty] | 486 | 14550 | 242.5 | 4.0417 | 3.8932 | kW
[6 empty] | 487 | 14580 | 243 | 4.05 | 3.8936 | kW
[6 empty] | 488 | 14610 | 243.5 | 4.0583 | 3.894 | kW
[6 empty] | 489 | 14640 | 244 | 4.0667 | 3.8944 | kW
[6 empty] | 490 | 14670 | 244.5 | 4.075 | 3.8949 | kW
[6 empty] | 491 | 14700 | 245 | 4.0833 | 3.8953 | kW
[6 empty] | 492 | 14730 | 245.5 | 4.0917 | 3.8957 | kW
[6 empty] | 493 | 14760 | 246 | 4.1 | 3.8961 | kW
[6 empty] | 494 | 14790 | 246.5 | 4.1083 | 3.8965 | kW
[6 empty] | 495 | 14820 | 247 | 4.1167 | 3.8969 | kW
[6 empty] | 496 | 14850 | 247.5 | 4.125 | 3.8973 | kW
[6 empty] | 497 | 14880 | 248 | 4.1333 | 3.8977 | kW
[6 empty] | 498 | 14910 | 248.5 | 4.1417 | 3.8981 | kW
[6 empty] | 499 | 14940 | 249 | 4.15 | 3.8985 | kW
[6 empty] | 500 | 14970 | 249.5 | 4.1583 | 3.8989 | kW
[6 empty] | 501 | 15000 | 250 | 4.1667 | 3.8993 | kW
[6 empty] | 502 | 15030 | 250.5 | 4.175 | 3.8997 | kW
[6 empty] | 503 | 15060 | 251 | 4.1833 | 3.9001 | kW
[6 empty] | 504 | 15090 | 251.5 | 4.1917 | 3.9005 | kW
[6 empty] | 505 | 15120 | 252 | 4.2 | 3.9009 | kW
[6 empty] | 506 | 15150 | 252.5 | 4.2083 | 3.9013 | kW
[6 empty] | 507 | 15180 | 253 | 4.2167 | 3.9017 | kW
[6 empty] | 508 | 15210 | 253.5 | 4.225 | 3.9021 | kW
[6 empty] | 509 | 15240 | 254 | 4.2333 | 3.9025 | kW
[6 empty] | 510 | 15270 | 254.5 | 4.2417 | 3.9029 | kW
[6 empty] | 511 | 15300 | 255 | 4.25 | 3.9033 | kW
[6 empty] | 512 | 15330 | 255.5 | 4.2583 | 3.9037 | kW
[6 empty] | 513 | 15360 | 256 | 4.2667 | 3.9041 | kW
[6 empty] | 514 | 15390 | 256.5 | 4.275 | 3.9045 | kW
[6 empty] | 515 | 15420 | 257 | 4.2833 | 3.9049 | kW
[6 empty] | 516 | 15450 | 257.5 | 4.2917 | 3.9053 | kW
[6 empty] | 517 | 15480 | 258 | 4.3 | 3.9057 | kW
[6 empty] | 518 | 15510 | 258.5 | 4.3083 | 3.9061 | kW
[6 empty] | 519 | 15540 | 259 | 4.3167 | 3.9064 | kW
[6 empty] | 520 | 15570 | 259.5 | 4.325 | 3.9068 | kW
[6 empty] | 521 | 15600 | 260 | 4.3333 | 3.9072 | kW
[6 empty] | 522 | 15630 | 260.5 | 4.3417 | 3.9076 | kW
[6 empty] | 523 | 15660 | 261 | 4.35 | 3.9079 | kW
[6 empty] | 524 | 15690 | 261.5 | 4.3583 | 3.9083 | kW
[6 empty] | 525 | 15720 | 262 | 4.3667 | 3.9087 | kW
[6 empty] | 526 | 15750 | 262.5 | 4.375 | 3.909 | kW
[6 empty] | 527 | 15780 | 263 | 4.3833 | 3.9094 | kW
[6 empty] | 528 | 15810 | 263.5 | 4.3917 | 3.9098 | kW
[6 empty] | 529 | 15840 | 264 | 4.4 | 3.9102 | kW
[6 empty] | 530 | 15870 | 264.5 | 4.4083 | 3.9106 | kW
[6 empty] | 531 | 15900 | 265 | 4.4167 | 3.9109 | kW
[6 empty] | 532 | 15930 | 265.5 | 4.425 | 3.9113 | kW
[6 empty] | 533 | 15960 | 266 | 4.4333 | 3.9117 | kW
[6 empty] | 534 | 15990 | 266.5 | 4.4417 | 3.9121 | kW
[6 empty] | 535 | 16020 | 267 | 4.45 | 3.9125 | kW
[6 empty] | 536 | 16050 | 267.5 | 4.4583 | 3.9129 | kW
[6 empty] | 537 | 16080 | 268 | 4.4667 | 3.9132 | kW
[6 empty] | 538 | 16110 | 268.5 | 4.475 | 3.9136 | kW
[6 empty] | 539 | 16140 | 269 | 4.4833 | 3.914 | kW
[6 empty] | 540 | 16170 | 269.5 | 4.4917 | 3.9144 | kW
[6 empty] | 541 | 16200 | 270 | 4.5 | 3.9148 | kW
[6 empty] | 542 | 16230 | 270.5 | 4.5083 | 3.9151 | kW
[6 empty] | 543 | 16260 | 271 | 4.5167 | 3.9155 | kW
[6 empty] | 544 | 16290 | 271.5 | 4.525 | 3.9159 | kW
[6 empty] | 545 | 16320 | 272 | 4.5333 | 3.9163 | kW
[6 empty] | 546 | 16350 | 272.5 | 4.5417 | 3.9167 | kW
[6 empty] | 547 | 16380 | 273 | 4.55 | 3.917 | kW
[6 empty] | 548 | 16410 | 273.5 | 4.5583 | 3.9174 | kW
[6 empty] | 549 | 16440 | 274 | 4.5667 | 3.9178 | kW
[6 empty] | 550 | 16470 | 274.5 | 4.575 | 3.9182 | kW
[6 empty] | 551 | 16500 | 275 | 4.5833 | 3.9185 | kW
[6 empty] | 552 | 16530 | 275.5 | 4.5917 | 3.9188 | kW
[6 empty] | 553 | 16560 | 276 | 4.6 | 3.9191 | kW
[6 empty] | 554 | 16590 | 276.5 | 4.6083 | 3.9195 | kW
[6 empty] | 555 | 16620 | 277 | 4.6167 | 3.9199 | kW
[6 empty] | 556 | 16650 | 277.5 | 4.625 | 3.9202 | kW
[6 empty] | 557 | 16680 | 278 | 4.6333 | 3.9206 | kW
[6 empty] | 558 | 16710 | 278.5 | 4.6417 | 3.921 | kW
[6 empty] | 559 | 16740 | 279 | 4.65 | 3.9213 | kW
[6 empty] | 560 | 16770 | 279.5 | 4.6583 | 3.9217 | kW
[6 empty] | 561 | 16800 | 280 | 4.6667 | 3.9221 | kW
[6 empty] | 562 | 16830 | 280.5 | 4.675 | 3.9224 | kW
[6 empty] | 563 | 16860 | 281 | 4.6833 | 3.9228 | kW
[6 empty] | 564 | 16890 | 281.5 | 4.6917 | 3.9232 | kW
[6 empty] | 565 | 16920 | 282 | 4.7 | 3.9236 | kW
[6 empty] | 566 | 16950 | 282.5 | 4.7083 | 3.9239 | kW
[6 empty] | 567 | 16980 | 283 | 4.7167 | 3.9243 | kW
[6 empty] | 568 | 17010 | 283.5 | 4.725 | 3.9247 | kW
[6 empty] | 569 | 17040 | 284 | 4.7333 | 3.925 | kW
[6 empty] | 570 | 17070 | 284.5 | 4.7417 | 3.9254 | kW
[6 empty] | 571 | 17100 | 285 | 4.75 | 3.9258 | kW
[6 empty] | 572 | 17130 | 285.5 | 4.7583 | 3.9261 | kW
[6 empty] | 573 | 17160 | 286 | 4.7667 | 3.9265 | kW
[6 empty] | 574 | 17190 | 286.5 | 4.775 | 3.9269 | kW
[6 empty] | 575 | 17220 | 287 | 4.7833 | 3.9272 | kW
[6 empty] | 576 | 17250 | 287.5 | 4.7917 | 3.9276 | kW
[6 empty] | 577 | 17280 | 288 | 4.8 | 3.928 | kW
[6 empty] | 578 | 17310 | 288.5 | 4.8083 | 3.9283 | kW
[6 empty] | 579 | 17340 | 289 | 4.8167 | 3.9287 | kW
[6 empty] | 580 | 17370 | 289.5 | 4.825 | 3.9291 | kW
[6 empty] | 581 | 17400 | 290 | 4.8333 | 3.9294 | kW
[6 empty] | 582 | 17430 | 290.5 | 4.8417 | 3.9298 | kW
[6 empty] | 583 | 17460 | 291 | 4.85 | 3.9301 | kW
[6 empty] | 584 | 17490 | 291.5 | 4.8583 | 3.9305 | kW
[6 empty] | 585 | 17520 | 292 | 4.8667 | 3.9308 | kW
[6 empty] | 586 | 17550 | 292.5 | 4.875 | 3.9312 | kW
[6 empty] | 587 | 17580 | 293 | 4.8833 | 3.9315 | kW
[6 empty] | 588 | 17610 | 293.5 | 4.8917 | 3.9319 | kW
[6 empty] | 589 | 17640 | 294 | 4.9 | 3.9323 | kW
[6 empty] | 590 | 17670 | 294.5 | 4.9083 | 3.9326 | kW
[6 empty] | 591 | 17700 | 295 | 4.9167 | 3.933 | kW
[6 empty] | 592 | 17730 | 295.5 | 4.925 | 3.9333 | kW
[6 empty] | 593 | 17760 | 296 | 4.9333 | 3.9337 | kW
[6 empty] | 594 | 17790 | 296.5 | 4.9417 | 3.934 | kW
[6 empty] | 595 | 17820 | 297 | 4.95 | 3.9344 | kW
[6 empty] | 596 | 17850 | 297.5 | 4.9583 | 3.9347 | kW
[6 empty] | 597 | 17880 | 298 | 4.9667 | 3.9351 | kW
[6 empty] | 598 | 17910 | 298.5 | 4.975 | 3.9354 | kW
[6 empty] | 599 | 17940 | 299 | 4.9833 | 3.9358 | kW
[6 empty] | 600 | 17970 | 299.5 | 4.9917 | 3.9361 | kW
[6 empty] | 601 | 18000 | 300 | 5 | 3.9365 | kW
[6 empty] | 602 | 18030 | 300.5 | 5.0083 | 3.9368 | kW
[6 empty] | 603 | 18060 | 301 | 5.0167 | 3.9371 | kW
[6 empty] | 604 | 18090 | 301.5 | 5.025 | 3.9375 | kW
[6 empty] | 605 | 18120 | 302 | 5.0333 | 3.9378 | kW
[6 empty] | 606 | 18150 | 302.5 | 5.0417 | 3.9381 | kW
[6 empty] | 607 | 18180 | 303 | 5.05 | 3.9385 | kW
[6 empty] | 608 | 18210 | 303.5 | 5.0583 | 3.9388 | kW
[6 empty] | 609 | 18240 | 304 | 5.0667 | 3.9391 | kW
[6 empty] | 610 | 18270 | 304.5 | 5.075 | 3.9394 | kW
[6 empty] | 611 | 18300 | 305 | 5.0833 | 3.9397 | kW
[6 empty] | 612 | 18330 | 305.5 | 5.0917 | 3.9401 | kW
[6 empty] | 613 | 18360 | 306 | 5.1 | 3.9404 | kW
[6 empty] | 614 | 18390 | 306.5 | 5.1083 | 3.9407 | kW
[6 empty] | 615 | 18420 | 307 | 5.1167 | 3.941 | kW
[6 empty] | 616 | 18450 | 307.5 | 5.125 | 3.9413 | kW
[6 empty] | 617 | 18480 | 308 | 5.1333 | 3.9416 | kW
[6 empty] | 618 | 18510 | 308.5 | 5.1417 | 3.9419 | kW
[6 empty] | 619 | 18540 | 309 | 5.15 | 3.9422 | kW
[6 empty] | 620 | 18570 | 309.5 | 5.1583 | 3.9424 | kW
[6 empty] | 621 | 18600 | 310 | 5.1667 | 3.9427 | kW
[6 empty] | 622 | 18630 | 310.5 | 5.175 | 3.943 | kW
[6 empty] | 623 | 18660 | 311 | 5.1833 | 3.9433 | kW
[6 empty] | 624 | 18690 | 311.5 | 5.1917 | 3.9436 | kW
[6 empty] | 625 | 18720 | 312 | 5.2 | 3.9439 | kW
[6 empty] | 626 | 18750 | 312.5 | 5.2083 | 3.9441 | kW
[6 empty] | 627 | 18780 | 313 | 5.2167 | 3.9444 | kW
[6 empty] | 628 | 18810 | 313.5 | 5.225 | 3.9447 | kW
[6 empty] | 629 | 18840 | 314 | 5.2333 | 3.9449 | kW
[6 empty] | 630 | 18870 | 314.5 | 5.2417 | 3.9452 | kW
[6 empty] | 631 | 18900 | 315 | 5.25 | 3.9454 | kW
[6 empty] | 632 | 18930 | 315.5 | 5.2583 | 3.9457 | kW
[6 empty] | 633 | 18960 | 316 | 5.2667 | 3.9459 | kW
[6 empty] | 634 | 18990 | 316.5 | 5.275 | 3.9462 | kW
[6 empty] | 635 | 19020 | 317 | 5.2833 | 3.9465 | kW
[6 empty] | 636 | 19050 | 317.5 | 5.2917 | 3.9467 | kW
[6 empty] | 637 | 19080 | 318 | 5.3 | 3.947 | kW
[6 empty] | 638 | 19110 | 318.5 | 5.3083 | 3.9472 | kW
[6 empty] | 639 | 19140 | 319 | 5.3167 | 3.9475 | kW
[6 empty] | 640 | 19170 | 319.5 | 5.325 | 3.9477 | kW
[6 empty] | 641 | 19200 | 320 | 5.3333 | 3.9478 | kW
[6 empty] | 642 | 19230 | 320.5 | 5.3417 | 3.9481 | kW
[6 empty] | 643 | 19260 | 321 | 5.35 | 3.9483 | kW
[6 empty] | 644 | 19290 | 321.5 | 5.3583 | 3.9486 | kW
[6 empty] | 645 | 19320 | 322 | 5.3667 | 3.9488 | kW
[6 empty] | 646 | 19350 | 322.5 | 5.375 | 3.949 | kW
[6 empty] | 647 | 19380 | 323 | 5.3833 | 3.9493 | kW
[6 empty] | 648 | 19410 | 323.5 | 5.3917 | 3.9495 | kW
[6 empty] | 649 | 19440 | 324 | 5.4 | 3.9498 | kW
[6 empty] | 650 | 19470 | 324.5 | 5.4083 | 3.95 | kW
[6 empty] | 651 | 19500 | 325 | 5.4167 | 3.9502 | kW
[6 empty] | 652 | 19530 | 325.5 | 5.425 | 3.9505 | kW
[6 empty] | 653 | 19560 | 326 | 5.4333 | 3.9507 | kW
[6 empty] | 654 | 19590 | 326.5 | 5.4417 | 3.951 | kW
[6 empty] | 655 | 19620 | 327 | 5.45 | 3.9512 | kW
[6 empty] | 656 | 19650 | 327.5 | 5.4583 | 3.9514 | kW
[6 empty] | 657 | 19680 | 328 | 5.4667 | 3.9517 | kW
[6 empty] | 658 | 19710 | 328.5 | 5.475 | 3.9516 | kW
[6 empty] | 659 | 19740 | 329 | 5.4833 | 3.9518 | kW
[6 empty] | 660 | 19770 | 329.5 | 5.4917 | 3.952 | kW
[6 empty] | 661 | 19800 | 330 | 5.5 | 3.9522 | kW
[6 empty] | 662 | 19830 | 330.5 | 5.5083 | 3.9524 | kW
[6 empty] | 663 | 19860 | 331 | 5.5167 | 3.9526 | kW
[6 empty] | 664 | 19890 | 331.5 | 5.525 | 3.9529 | kW
[6 empty] | 665 | 19920 | 332 | 5.5333 | 3.9531 | kW
[6 empty] | 666 | 19950 | 332.5 | 5.5417 | 3.9533 | kW
[6 empty] | 667 | 19980 | 333 | 5.55 | 3.9535 | kW
[6 empty] | 668 | 20010 | 333.5 | 5.5583 | 3.9537 | kW
[6 empty] | 669 | 20040 | 334 | 5.5667 | 3.9539 | kW
[6 empty] | 670 | 20070 | 334.5 | 5.575 | 3.9541 | kW
[6 empty] | 671 | 20100 | 335 | 5.5833 | 3.9544 | kW
[6 empty] | 672 | 20130 | 335.5 | 5.5917 | 3.9546 | kW
[6 empty] | 673 | 20160 | 336 | 5.6 | 3.9548 | kW
[6 empty] | 674 | 20190 | 336.5 | 5.6083 | 3.955 | kW
[6 empty] | 675 | 20220 | 337 | 5.6167 | 3.9552 | kW
[6 empty] | 676 | 20250 | 337.5 | 5.625 | 3.9554 | kW
[6 empty] | 677 | 20280 | 338 | 5.6333 | 3.9557 | kW
[6 empty] | 678 | 20310 | 338.5 | 5.6417 | 3.9559 | kW
[6 empty] | 679 | 20340 | 339 | 5.65 | 3.9561 | kW
[6 empty] | 680 | 20370 | 339.5 | 5.6583 | 3.9563 | kW
[6 empty] | 681 | 20400 | 340 | 5.6667 | 3.9565 | kW
[6 empty] | 682 | 20430 | 340.5 | 5.675 | 3.9567 | kW
[6 empty] | 683 | 20460 | 341 | 5.6833 | 3.9569 | kW
[6 empty] | 684 | 20490 | 341.5 | 5.6917 | 3.9572 | kW
[6 empty] | 685 | 20520 | 342 | 5.7 | 3.957 | kW
[6 empty] | 686 | 20550 | 342.5 | 5.7083 | 3.9572 | kW
[6 empty] | 687 | 20580 | 343 | 5.7167 | 3.9574 | kW
[6 empty] | 688 | 20610 | 343.5 | 5.725 | 3.9576 | kW
[6 empty] | 689 | 20640 | 344 | 5.7333 | 3.9577 | kW
[6 empty] | 690 | 20670 | 344.5 | 5.7417 | 3.9579 | kW
[6 empty] | 691 | 20700 | 345 | 5.75 | 3.9581 | kW
[6 empty] | 692 | 20730 | 345.5 | 5.7583 | 3.9583 | kW
[6 empty] | 693 | 20760 | 346 | 5.7667 | 3.9585 | kW
[6 empty] | 694 | 20790 | 346.5 | 5.775 | 3.9587 | kW
[6 empty] | 695 | 20820 | 347 | 5.7833 | 3.9589 | kW
[6 empty] | 696 | 20850 | 347.5 | 5.7917 | 3.9591 | kW
[6 empty] | 697 | 20880 | 348 | 5.8 | 3.9593 | kW
[6 empty] | 698 | 20910 | 348.5 | 5.8083 | 3.9594 | kW
[6 empty] | 699 | 20940 | 349 | 5.8167 | 3.9596 | kW
[6 empty] | 700 | 20970 | 349.5 | 5.825 | 3.9598 | kW
[6 empty] | 701 | 21000 | 350 | 5.8333 | 3.96 | kW
[6 empty] | 702 | 21030 | 350.5 | 5.8417 | 3.9602 | kW
[6 empty] | 703 | 21060 | 351 | 5.85 | 3.9604 | kW
[6 empty] | 704 | 21090 | 351.5 | 5.8583 | 3.9606 | kW
[6 empty] | 705 | 21120 | 352 | 5.8667 | 3.9608 | kW
[6 empty] | 706 | 21150 | 352.5 | 5.875 | 3.9609 | kW
[6 empty] | 707 | 21180 | 353 | 5.8833 | 3.9611 | kW
[6 empty] | 708 | 21210 | 353.5 | 5.8917 | 3.9613 | kW
[6 empty] | 709 | 21240 | 354 | 5.9 | 3.9615 | kW
[6 empty] | 710 | 21270 | 354.5 | 5.9083 | 3.9617 | kW
[6 empty] | 711 | 21300 | 355 | 5.9167 | 3.9619 | kW
[6 empty] | 712 | 21330 | 355.5 | 5.925 | 3.962 | kW
[6 empty] | 713 | 21360 | 356 | 5.9333 | 3.9622 | kW
[6 empty] | 714 | 21390 | 356.5 | 5.9417 | 3.9624 | kW
[6 empty] | 715 | 21420 | 357 | 5.95 | 3.9625 | kW
[6 empty] | 716 | 21450 | 357.5 | 5.9583 | 3.9627 | kW
[6 empty] | 717 | 21480 | 358 | 5.9667 | 3.9629 | kW
[6 empty] | 718 | 21510 | 358.5 | 5.975 | 3.963 | kW
[6 empty] | 719 | 21540 | 359 | 5.9833 | 3.9632 | kW
[6 empty] | 720 | 21570 | 359.5 | 5.9917 | 3.9633 | kW
[6 empty] | 721 | 21600 | 360 | 6 | 3.9635 | kW
[6 empty] | 722 | 21630 | 360.5 | 6.0083 | 3.9636 | kW
[6 empty] | 723 | 21660 | 361 | 6.0167 | 3.9638 | kW
[6 empty] | 724 | 21690 | 361.5 | 6.025 | 3.9639 | kW
[6 empty] | 725 | 21720 | 362 | 6.0333 | 3.964 | kW
[6 empty] | 726 | 21750 | 362.5 | 6.0417 | 3.9642 | kW
[6 empty] | 727 | 21780 | 363 | 6.05 | 3.9643 | kW
[6 empty] | 728 | 21810 | 363.5 | 6.0583 | 3.9644 | kW
[6 empty] | 729 | 21840 | 364 | 6.0667 | 3.9645 | kW
[6 empty] | 730 | 21870 | 364.5 | 6.075 | 3.9646 | kW
[6 empty] | 731 | 21900 | 365 | 6.0833 | 3.9647 | kW
[6 empty] | 732 | 21930 | 365.5 | 6.0917 | 3.9648 | kW
[6 empty] | 733 | 21960 | 366 | 6.1 | 3.9649 | kW
[6 empty] | 734 | 21990 | 366.5 | 6.1083 | 3.9649 | kW
[6 empty] | 735 | 22020 | 367 | 6.1167 | 3.965 | kW
[6 empty] | 736 | 22050 | 367.5 | 6.125 | 3.9651 | kW
[6 empty] | 737 | 22080 | 368 | 6.1333 | 3.9651 | kW
[6 empty] | 738 | 22110 | 368.5 | 6.1417 | 3.9652 | kW
[6 empty] | 739 | 22140 | 369 | 6.15 | 3.9653 | kW
[6 empty] | 740 | 22170 | 369.5 | 6.1583 | 3.9653 | kW
[6 empty] | 741 | 22200 | 370 | 6.1667 | 3.9652 | kW
[6 empty] | 742 | 22230 | 370.5 | 6.175 | 3.9653 | kW
[6 empty] | 743 | 22260 | 371 | 6.1833 | 3.9653 | kW
[6 empty] | 744 | 22290 | 371.5 | 6.1917 | 3.9653 | kW
[6 empty] | 745 | 22320 | 372 | 6.2 | 3.9654 | kW
[6 empty] | 746 | 22350 | 372.5 | 6.2083 | 3.9654 | kW
[6 empty] | 747 | 22380 | 373 | 6.2167 | 3.9655 | kW
[6 empty] | 748 | 22410 | 373.5 | 6.225 | 3.9655 | kW
[6 empty] | 749 | 22440 | 374 | 6.2333 | 3.9655 | kW
[6 empty] | 750 | 22470 | 374.5 | 6.2417 | 3.9656 | kW
[6 empty] | 751 | 22500 | 375 | 6.25 | 3.9656 | kW
[6 empty] | 752 | 22530 | 375.5 | 6.2583 | 3.9651 | kW
[6 empty] | 753 | 22560 | 376 | 6.2667 | 3.965 | kW
[6 empty] | 754 | 22590 | 376.5 | 6.275 | 3.965 | kW
[6 empty] | 755 | 22620 | 377 | 6.2833 | 3.965 | kW
[6 empty] | 756 | 22650 | 377.5 | 6.2917 | 3.965 | kW
[6 empty] | 757 | 22680 | 378 | 6.3 | 3.965 | kW
[6 empty] | 758 | 22710 | 378.5 | 6.3083 | 3.965 | kW
[6 empty] | 759 | 22740 | 379 | 6.3167 | 3.965 | kW
[6 empty] | 760 | 22770 | 379.5 | 6.325 | 3.965 | kW
[6 empty] | 761 | 22800 | 380 | 6.3333 | 3.965 | kW
[6 empty] | 762 | 22830 | 380.5 | 6.3417 | 3.965 | kW
[6 empty] | 763 | 22860 | 381 | 6.35 | 3.965 | kW
[6 empty] | 764 | 22890 | 381.5 | 6.3583 | 3.9649 | kW
[6 empty] | 765 | 22920 | 382 | 6.3667 | 3.9649 | kW
[6 empty] | 766 | 22950 | 382.5 | 6.375 | 3.9649 | kW
[6 empty] | 767 | 22980 | 383 | 6.3833 | 3.9649 | kW
[6 empty] | 768 | 23010 | 383.5 | 6.3917 | 3.9649 | kW
[6 empty] | 769 | 23040 | 384 | 6.4 | 3.9649 | kW
[6 empty] | 770 | 23070 | 384.5 | 6.4083 | 3.9649 | kW
[6 empty] | 771 | 23100 | 385 | 6.4167 | 3.9649 | kW
[6 empty] | 772 | 23130 | 385.5 | 6.425 | 3.9649 | kW
[6 empty] | 773 | 23160 | 386 | 6.4333 | 3.9649 | kW
[6 empty] | 774 | 23190 | 386.5 | 6.4417 | 3.9648 | kW
[6 empty] | 775 | 23220 | 387 | 6.45 | 3.9644 | kW
[6 empty] | 776 | 23250 | 387.5 | 6.4583 | 3.9641 | kW
[6 empty] | 777 | 23280 | 388 | 6.4667 | 3.964 | kW
[6 empty] | 778 | 23310 | 388.5 | 6.475 | 3.964 | kW
[6 empty] | 779 | 23340 | 389 | 6.4833 | 3.9639 | kW
[6 empty] | 780 | 23370 | 389.5 | 6.4917 | 3.9638 | kW
[6 empty] | 781 | 23400 | 390 | 6.5 | 3.9638 | kW
[6 empty] | 782 | 23430 | 390.5 | 6.5083 | 3.9637 | kW
[6 empty] | 783 | 23460 | 391 | 6.5167 | 3.9636 | kW
[6 empty] | 784 | 23490 | 391.5 | 6.525 | 3.9636 | kW
[6 empty] | 785 | 23520 | 392 | 6.5333 | 3.9635 | kW
[6 empty] | 786 | 23550 | 392.5 | 6.5417 | 3.9634 | kW
[6 empty] | 787 | 23580 | 393 | 6.55 | 3.9634 | kW
[6 empty] | 788 | 23610 | 393.5 | 6.5583 | 3.9633 | kW
[6 empty] | 789 | 23640 | 394 | 6.5667 | 3.9632 | kW
[6 empty] | 790 | 23670 | 394.5 | 6.575 | 3.9632 | kW
[6 empty] | 791 | 23700 | 395 | 6.5833 | 3.9631 | kW
[6 empty] | 792 | 23730 | 395.5 | 6.5917 | 3.963 | kW
[6 empty] | 793 | 23760 | 396 | 6.6 | 3.9629 | kW
[6 empty] | 794 | 23790 | 396.5 | 6.6083 | 3.9629 | kW
[6 empty] | 795 | 23820 | 397 | 6.6167 | 3.9628 | kW
[6 empty] | 796 | 23850 | 397.5 | 6.625 | 3.9627 | kW
[6 empty] | 797 | 23880 | 398 | 6.6333 | 3.9627 | kW
[6 empty] | 798 | 23910 | 398.5 | 6.6417 | 3.9625 | kW
[6 empty] | 799 | 23940 | 399 | 6.65 | 3.9621 | kW
[6 empty] | 800 | 23970 | 399.5 | 6.6583 | 3.962 | kW
[6 empty] | 801 | 24000 | 400 | 6.6667 | 3.9619 | kW
[6 empty] | 802 | 24030 | 400.5 | 6.675 | 3.9618 | kW
[6 empty] | 803 | 24060 | 401 | 6.6833 | 3.9617 | kW
[6 empty] | 804 | 24090 | 401.5 | 6.6917 | 3.9615 | kW
[6 empty] | 805 | 24120 | 402 | 6.7 | 3.9614 | kW
[6 empty] | 806 | 24150 | 402.5 | 6.7083 | 3.9613 | kW
[6 empty] | 807 | 24180 | 403 | 6.7167 | 3.9612 | kW
[6 empty] | 808 | 24210 | 403.5 | 6.725 | 3.961 | kW
[6 empty] | 809 | 24240 | 404 | 6.7333 | 3.9609 | kW
[6 empty] | 810 | 24270 | 404.5 | 6.7417 | 3.9608 | kW
[6 empty] | 811 | 24300 | 405 | 6.75 | 3.9607 | kW
[6 empty] | 812 | 24330 | 405.5 | 6.7583 | 3.9605 | kW
[6 empty] | 813 | 24360 | 406 | 6.7667 | 3.9604 | kW
[6 empty] | 814 | 24390 | 406.5 | 6.775 | 3.9603 | kW
[6 empty] | 815 | 24420 | 407 | 6.7833 | 3.9601 | kW
[6 empty] | 816 | 24450 | 407.5 | 6.7917 | 3.96 | kW
[6 empty] | 817 | 24480 | 408 | 6.8 | 3.9599 | kW
[6 empty] | 818 | 24510 | 408.5 | 6.8083 | 3.9597 | kW
[6 empty] | 819 | 24540 | 409 | 6.8167 | 3.9596 | kW
[6 empty] | 820 | 24570 | 409.5 | 6.825 | 3.9594 | kW
[6 empty] | 821 | 24600 | 410 | 6.8333 | 3.9593 | kW
[6 empty] | 822 | 24630 | 410.5 | 6.8417 | 3.9591 | kW
[6 empty] | 823 | 24660 | 411 | 6.85 | 3.959 | kW
[6 empty] | 824 | 24690 | 411.5 | 6.8583 | 3.9588 | kW
[6 empty] | 825 | 24720 | 412 | 6.8667 | 3.9587 | kW
[6 empty] | 826 | 24750 | 412.5 | 6.875 | 3.9586 | kW
[6 empty] | 827 | 24780 | 413 | 6.8833 | 3.9584 | kW
[6 empty] | 828 | 24810 | 413.5 | 6.8917 | 3.9582 | kW
[6 empty] | 829 | 24840 | 414 | 6.9 | 3.958 | kW
[6 empty] | 830 | 24870 | 414.5 | 6.9083 | 3.9579 | kW
[6 empty] | 831 | 24900 | 415 | 6.9167 | 3.9577 | kW
[6 empty] | 832 | 24930 | 415.5 | 6.925 | 3.9575 | kW
[6 empty] | 833 | 24960 | 416 | 6.9333 | 3.9574 | kW
[6 empty] | 834 | 24990 | 416.5 | 6.9417 | 3.9572 | kW
[6 empty] | 835 | 25020 | 417 | 6.95 | 3.957 | kW
[6 empty] | 836 | 25050 | 417.5 | 6.9583 | 3.9568 | kW
[6 empty] | 837 | 25080 | 418 | 6.9667 | 3.9567 | kW
[6 empty] | 838 | 25110 | 418.5 | 6.975 | 3.9565 | kW
[6 empty] | 839 | 25140 | 419 | 6.9833 | 3.9563 | kW
[6 empty] | 840 | 25170 | 419.5 | 6.9917 | 3.9561 | kW
[6 empty] | 841 | 25200 | 420 | 7 | 3.9559 | kW
[6 empty] | 842 | 25230 | 420.5 | 7.0083 | 3.9557 | kW
[6 empty] | 843 | 25260 | 421 | 7.0167 | 3.9556 | kW
[6 empty] | 844 | 25290 | 421.5 | 7.025 | 3.9554 | kW
[6 empty] | 845 | 25320 | 422 | 7.0333 | 3.9552 | kW
[6 empty] | 846 | 25350 | 422.5 | 7.0417 | 3.955 | kW
[6 empty] | 847 | 25380 | 423 | 7.05 | 3.9548 | kW
[6 empty] | 848 | 25410 | 423.5 | 7.0583 | 3.9546 | kW
[6 empty] | 849 | 25440 | 424 | 7.0667 | 3.9544 | kW
[6 empty] | 850 | 25470 | 424.5 | 7.075 | 3.9542 | kW
[6 empty] | 851 | 25500 | 425 | 7.0833 | 3.954 | kW
[6 empty] | 852 | 25530 | 425.5 | 7.0917 | 3.9538 | kW
[6 empty] | 853 | 25560 | 426 | 7.1 | 3.9536 | kW
[6 empty] | 854 | 25590 | 426.5 | 7.1083 | 3.9534 | kW
[6 empty] | 855 | 25620 | 427 | 7.1167 | 3.9532 | kW
[6 empty] | 856 | 25650 | 427.5 | 7.125 | 3.953 | kW
[6 empty] | 857 | 25680 | 428 | 7.1333 | 3.9528 | kW
[6 empty] | 858 | 25710 | 428.5 | 7.1417 | 3.9526 | kW
[6 empty] | 859 | 25740 | 429 | 7.15 | 3.9523 | kW
[6 empty] | 860 | 25770 | 429.5 | 7.1583 | 3.9521 | kW
[6 empty] | 861 | 25800 | 430 | 7.1667 | 3.9519 | kW
[6 empty] | 862 | 25830 | 430.5 | 7.175 | 3.9517 | kW
[6 empty] | 863 | 25860 | 431 | 7.1833 | 3.9515 | kW
[6 empty] | 864 | 25890 | 431.5 | 7.1917 | 3.9513 | kW
[6 empty] | 865 | 25920 | 432 | 7.2 | 3.9511 | kW
[6 empty] | 866 | 25950 | 432.5 | 7.2083 | 3.9508 | kW
[6 empty] | 867 | 25980 | 433 | 7.2167 | 3.9506 | kW
[6 empty] | 868 | 26010 | 433.5 | 7.225 | 3.9504 | kW
[6 empty] | 869 | 26040 | 434 | 7.2333 | 3.9502 | kW
[6 empty] | 870 | 26070 | 434.5 | 7.2417 | 3.95 | kW
[6 empty] | 871 | 26100 | 435 | 7.25 | 3.9497 | kW
[6 empty] | 872 | 26130 | 435.5 | 7.2583 | 3.9495 | kW
[6 empty] | 873 | 26160 | 436 | 7.2667 | 3.9492 | kW
[6 empty] | 874 | 26190 | 436.5 | 7.275 | 3.9489 | kW
[6 empty] | 875 | 26220 | 437 | 7.2833 | 3.9486 | kW
[6 empty] | 876 | 26250 | 437.5 | 7.2917 | 3.9484 | kW
[6 empty] | 877 | 26280 | 438 | 7.3 | 3.9482 | kW
[6 empty] | 878 | 26310 | 438.5 | 7.3083 | 3.9479 | kW
[6 empty] | 879 | 26340 | 439 | 7.3167 | 3.9477 | kW
[6 empty] | 880 | 26370 | 439.5 | 7.325 | 3.9475 | kW
[6 empty] | 881 | 26400 | 440 | 7.3333 | 3.9472 | kW
[6 empty] | 882 | 26430 | 440.5 | 7.3417 | 3.947 | kW
[6 empty] | 883 | 26460 | 441 | 7.35 | 3.9468 | kW
[6 empty] | 884 | 26490 | 441.5 | 7.3583 | 3.9465 | kW
[6 empty] | 885 | 26520 | 442 | 7.3667 | 3.9463 | kW
[6 empty] | 886 | 26550 | 442.5 | 7.375 | 3.9461 | kW
[6 empty] | 887 | 26580 | 443 | 7.3833 | 3.9458 | kW
[6 empty] | 888 | 26610 | 443.5 | 7.3917 | 3.9456 | kW
[6 empty] | 889 | 26640 | 444 | 7.4 | 3.9454 | kW
[6 empty] | 890 | 26670 | 444.5 | 7.4083 | 3.9451 | kW
[6 empty] | 891 | 26700 | 445 | 7.4167 | 3.9449 | kW
[6 empty] | 892 | 26730 | 445.5 | 7.425 | 3.9447 | kW
[6 empty] | 893 | 26760 | 446 | 7.4333 | 3.9444 | kW
[6 empty] | 894 | 26790 | 446.5 | 7.4417 | 3.9442 | kW
[6 empty] | 895 | 26820 | 447 | 7.45 | 3.944 | kW
[6 empty] | 896 | 26850 | 447.5 | 7.4583 | 3.9437 | kW
[6 empty] | 897 | 26880 | 448 | 7.4667 | 3.9435 | kW
[6 empty] | 898 | 26910 | 448.5 | 7.475 | 3.9433 | kW
[6 empty] | 899 | 26940 | 449 | 7.4833 | 3.9429 | kW
[6 empty] | 900 | 26970 | 449.5 | 7.4917 | 3.9425 | kW
[6 empty] | 901 | 27000 | 450 | 7.5 | 3.9422 | kW
[6 empty] | 902 | 27030 | 450.5 | 7.5083 | 3.942 | kW
[6 empty] | 903 | 27060 | 451 | 7.5167 | 3.9417 | kW
[6 empty] | 904 | 27090 | 451.5 | 7.525 | 3.9415 | kW
[6 empty] | 905 | 27120 | 452 | 7.5333 | 3.9412 | kW
[6 empty] | 906 | 27150 | 452.5 | 7.5417 | 3.941 | kW
[6 empty] | 907 | 27180 | 453 | 7.55 | 3.9407 | kW
[6 empty] | 908 | 27210 | 453.5 | 7.5583 | 3.9404 | kW
[6 empty] | 909 | 27240 | 454 | 7.5667 | 3.9402 | kW
[6 empty] | 910 | 27270 | 454.5 | 7.575 | 3.9399 | kW
[6 empty] | 911 | 27300 | 455 | 7.5833 | 3.9397 | kW
[6 empty] | 912 | 27330 | 455.5 | 7.5917 | 3.9394 | kW
[6 empty] | 913 | 27360 | 456 | 7.6 | 3.9392 | kW
[6 empty] | 914 | 27390 | 456.5 | 7.6083 | 3.9389 | kW
[6 empty] | 915 | 27420 | 457 | 7.6167 | 3.9386 | kW
[6 empty] | 916 | 27450 | 457.5 | 7.625 | 3.9384 | kW
[6 empty] | 917 | 27480 | 458 | 7.6333 | 3.9381 | kW
[6 empty] | 918 | 27510 | 458.5 | 7.6417 | 3.9379 | kW
[6 empty] | 919 | 27540 | 459 | 7.65 | 3.9376 | kW
[6 empty] | 920 | 27570 | 459.5 | 7.6583 | 3.9374 | kW
[6 empty] | 921 | 27600 | 460 | 7.6667 | 3.9371 | kW
[6 empty] | 922 | 27630 | 460.5 | 7.675 | 3.9369 | kW
[6 empty] | 923 | 27660 | 461 | 7.6833 | 3.9366 | kW
[6 empty] | 924 | 27690 | 461.5 | 7.6917 | 3.9363 | kW
[6 empty] | 925 | 27720 | 462 | 7.7 | 3.9359 | kW
[6 empty] | 926 | 27750 | 462.5 | 7.7083 | 3.9355 | kW
[6 empty] | 927 | 27780 | 463 | 7.7167 | 3.9352 | kW
[6 empty] | 928 | 27810 | 463.5 | 7.725 | 3.9349 | kW
[6 empty] | 929 | 27840 | 464 | 7.7333 | 3.9347 | kW
[6 empty] | 930 | 27870 | 464.5 | 7.7417 | 3.9344 | kW
[6 empty] | 931 | 27900 | 465 | 7.75 | 3.9341 | kW
[6 empty] | 932 | 27930 | 465.5 | 7.7583 | 3.9338 | kW
[6 empty] | 933 | 27960 | 466 | 7.7667 | 3.9336 | kW
[6 empty] | 934 | 27990 | 466.5 | 7.775 | 3.9333 | kW
[6 empty] | 935 | 28020 | 467 | 7.7833 | 3.933 | kW
[6 empty] | 936 | 28050 | 467.5 | 7.7917 | 3.9327 | kW
[6 empty] | 937 | 28080 | 468 | 7.8 | 3.9324 | kW
[6 empty] | 938 | 28110 | 468.5 | 7.8083 | 3.9322 | kW
[6 empty] | 939 | 28140 | 469 | 7.8167 | 3.9319 | kW
[6 empty] | 940 | 28170 | 469.5 | 7.825 | 3.9316 | kW
[6 empty] | 941 | 28200 | 470 | 7.8333 | 3.9313 | kW
[6 empty] | 942 | 28230 | 470.5 | 7.8417 | 3.931 | kW
[6 empty] | 943 | 28260 | 471 | 7.85 | 3.9308 | kW
[6 empty] | 944 | 28290 | 471.5 | 7.8583 | 3.9305 | kW
[6 empty] | 945 | 28320 | 472 | 7.8667 | 3.9302 | kW
[6 empty] | 946 | 28350 | 472.5 | 7.875 | 3.9299 | kW
[6 empty] | 947 | 28380 | 473 | 7.8833 | 3.9296 | kW
[6 empty] | 948 | 28410 | 473.5 | 7.8917 | 3.9294 | kW
[6 empty] | 949 | 28440 | 474 | 7.9 | 3.9291 | kW
[6 empty] | 950 | 28470 | 474.5 | 7.9083 | 3.9288 | kW
[6 empty] | 951 | 28500 | 475 | 7.9167 | 3.9285 | kW
[6 empty] | 952 | 28530 | 475.5 | 7.925 | 3.9282 | kW
[6 empty] | 953 | 28560 | 476 | 7.9333 | 3.9279 | kW
[6 empty] | 954 | 28590 | 476.5 | 7.9417 | 3.9276 | kW
[6 empty] | 955 | 28620 | 477 | 7.95 | 3.9273 | kW
[6 empty] | 956 | 28650 | 477.5 | 7.9583 | 3.927 | kW
[6 empty] | 957 | 28680 | 478 | 7.9667 | 3.9267 | kW
[6 empty] | 958 | 28710 | 478.5 | 7.975 | 3.9264 | kW
[6 empty] | 959 | 28740 | 479 | 7.9833 | 3.9261 | kW
[6 empty] | 960 | 28770 | 479.5 | 7.9917 | 3.9258 | kW
[6 empty] | 961 | 28800 | 480 | 8 | 3.9255 | kW
[6 empty] | 962 | 28830 | 480.5 | 8.0083 | 3.9252 | kW
[6 empty] | 963 | 28860 | 481 | 8.0167 | 3.9249 | kW
[6 empty] | 964 | 28890 | 481.5 | 8.025 | 3.9246 | kW
[6 empty] | 965 | 28920 | 482 | 8.0333 | 3.9243 | kW
[6 empty] | 966 | 28950 | 482.5 | 8.0417 | 3.924 | kW
[6 empty] | 967 | 28980 | 483 | 8.05 | 3.9237 | kW
[6 empty] | 968 | 29010 | 483.5 | 8.0583 | 3.9234 | kW
[6 empty] | 969 | 29040 | 484 | 8.0667 | 3.9231 | kW
[6 empty] | 970 | 29070 | 484.5 | 8.075 | 3.9228 | kW
[6 empty] | 971 | 29100 | 485 | 8.0833 | 3.9226 | kW
[6 empty] | 972 | 29130 | 485.5 | 8.0917 | 3.9223 | kW
[6 empty] | 973 | 29160 | 486 | 8.1 | 3.922 | kW
[6 empty] | 974 | 29190 | 486.5 | 8.1083 | 3.9218 | kW
[6 empty] | 975 | 29220 | 487 | 8.1167 | 3.9215 | kW
[6 empty] | 976 | 29250 | 487.5 | 8.125 | 3.9213 | kW
[6 empty] | 977 | 29280 | 488 | 8.1333 | 3.9209 | kW
[6 empty] | 978 | 29310 | 488.5 | 8.1417 | 3.9201 | kW
[6 empty] | 979 | 29340 | 489 | 8.15 | 3.9189 | kW
[6 empty] | 980 | 29370 | 489.5 | 8.1583 | 3.9178 | kW
[6 empty] | 981 | 29400 | 490 | 8.1667 | 3.9166 | kW
[6 empty] | 982 | 29430 | 490.5 | 8.175 | 3.9154 | kW
[6 empty] | 983 | 29460 | 491 | 8.1833 | 3.9143 | kW
[6 empty] | 984 | 29490 | 491.5 | 8.1917 | 3.9131 | kW
[6 empty] | 985 | 29520 | 492 | 8.2 | 3.9119 | kW
[6 empty] | 986 | 29550 | 492.5 | 8.2083 | 3.9107 | kW
[6 empty] | 987 | 29580 | 493 | 8.2167 | 3.9096 | kW
[6 empty] | 988 | 29610 | 493.5 | 8.225 | 3.9084 | kW
[6 empty] | 989 | 29640 | 494 | 8.2333 | 3.9072 | kW
[6 empty] | 990 | 29670 | 494.5 | 8.2417 | 3.906 | kW
[6 empty] | 991 | 29700 | 495 | 8.25 | 3.9048 | kW
[6 empty] | 992 | 29730 | 495.5 | 8.2583 | 3.9036 | kW
[6 empty] | 993 | 29760 | 496 | 8.2667 | 3.9024 | kW
[6 empty] | 994 | 29790 | 496.5 | 8.275 | 3.9012 | kW
[6 empty] | 995 | 29820 | 497 | 8.2833 | 3.8999 | kW
[6 empty] | 996 | 29850 | 497.5 | 8.2917 | 3.8987 | kW
[6 empty] | 997 | 29880 | 498 | 8.3 | 3.8975 | kW
[6 empty] | 998 | 29910 | 498.5 | 8.3083 | 3.8963 | kW
[6 empty] | 999 | 29940 | 499 | 8.3167 | 3.8951 | kW
[6 empty] | 1000 | 29970 | 499.5 | 8.325 | 3.8938 | kW
[6 empty] | 1001 | 30000 | 500 | 8.3333 | 3.8926 | kW
[6 empty] | 1002 | 30030 | 500.5 | 8.3417 | 3.8913 | kW
[6 empty] | 1003 | 30060 | 501 | 8.35 | 3.8901 | kW
[6 empty] | 1004 | 30090 | 501.5 | 8.3583 | 3.8889 | kW
[6 empty] | 1005 | 30120 | 502 | 8.3667 | 3.8876 | kW
[6 empty] | 1006 | 30150 | 502.5 | 8.375 | 3.8864 | kW
[6 empty] | 1007 | 30180 | 503 | 8.3833 | 3.8851 | kW
[6 empty] | 1008 | 30210 | 503.5 | 8.3917 | 3.8838 | kW
[6 empty] | 1009 | 30240 | 504 | 8.4 | 3.8826 | kW
[6 empty] | 1010 | 30270 | 504.5 | 8.4083 | 3.8813 | kW
[6 empty] | 1011 | 30300 | 505 | 8.4167 | 3.88 | kW
[6 empty] | 1012 | 30330 | 505.5 | 8.425 | 3.8788 | kW
[6 empty] | 1013 | 30360 | 506 | 8.4333 | 3.8775 | kW
[6 empty] | 1014 | 30390 | 506.5 | 8.4417 | 3.8762 | kW
[6 empty] | 1015 | 30420 | 507 | 8.45 | 3.8749 | kW
[6 empty] | 1016 | 30450 | 507.5 | 8.4583 | 3.8736 | kW
[6 empty] | 1017 | 30480 | 508 | 8.4667 | 3.8723 | kW
[6 empty] | 1018 | 30510 | 508.5 | 8.475 | 3.871 | kW
[6 empty] | 1019 | 30540 | 509 | 8.4833 | 3.8697 | kW
[6 empty] | 1020 | 30570 | 509.5 | 8.4917 | 3.8684 | kW
[6 empty] | 1021 | 30600 | 510 | 8.5 | 3.8671 | kW
[6 empty] | 1022 | 30630 | 510.5 | 8.5083 | 3.8658 | kW
[6 empty] | 1023 | 30660 | 511 | 8.5167 | 3.8645 | kW
[6 empty] | 1024 | 30690 | 511.5 | 8.525 | 3.8632 | kW
[6 empty] | 1025 | 30720 | 512 | 8.5333 | 3.8618 | kW
[6 empty] | 1026 | 30750 | 512.5 | 8.5417 | 3.8605 | kW
[6 empty] | 1027 | 30780 | 513 | 8.55 | 3.8592 | kW
[6 empty] | 1028 | 30810 | 513.5 | 8.5583 | 3.8579 | kW
[6 empty] | 1029 | 30840 | 514 | 8.5667 | 3.8565 | kW
[6 empty] | 1030 | 30870 | 514.5 | 8.575 | 3.8552 | kW
[6 empty] | 1031 | 30900 | 515 | 8.5833 | 3.8538 | kW
[6 empty] | 1032 | 30930 | 515.5 | 8.5917 | 3.8525 | kW
[6 empty] | 1033 | 30960 | 516 | 8.6 | 3.8511 | kW
[6 empty] | 1034 | 30990 | 516.5 | 8.6083 | 3.8498 | kW
[6 empty] | 1035 | 31020 | 517 | 8.6167 | 3.8484 | kW
[6 empty] | 1036 | 31050 | 517.5 | 8.625 | 3.847 | kW
[6 empty] | 1037 | 31080 | 518 | 8.6333 | 3.8457 | kW
[6 empty] | 1038 | 31110 | 518.5 | 8.6417 | 3.8443 | kW
[6 empty] | 1039 | 31140 | 519 | 8.65 | 3.8429 | kW
[6 empty] | 1040 | 31170 | 519.5 | 8.6583 | 3.8416 | kW
[6 empty] | 1041 | 31200 | 520 | 8.6667 | 3.8402 | kW
[6 empty] | 1042 | 31230 | 520.5 | 8.675 | 3.8388 | kW
[6 empty] | 1043 | 31260 | 521 | 8.6833 | 3.8374 | kW
[6 empty] | 1044 | 31290 | 521.5 | 8.6917 | 3.836 | kW
[6 empty] | 1045 | 31320 | 522 | 8.7 | 3.8346 | kW
[6 empty] | 1046 | 31350 | 522.5 | 8.7083 | 3.8332 | kW
[6 empty] | 1047 | 31380 | 523 | 8.7167 | 3.8318 | kW
[6 empty] | 1048 | 31410 | 523.5 | 8.725 | 3.8304 | kW
[6 empty] | 1049 | 31440 | 524 | 8.7333 | 3.829 | kW
[6 empty] | 1050 | 31470 | 524.5 | 8.7417 | 3.8276 | kW
[6 empty] | 1051 | 31500 | 525 | 8.75 | 3.8261 | kW
[6 empty] | 1052 | 31530 | 525.5 | 8.7583 | 3.8247 | kW
[6 empty] | 1053 | 31560 | 526 | 8.7667 | 3.8233 | kW
[6 empty] | 1054 | 31590 | 526.5 | 8.775 | 3.8219 | kW
[6 empty] | 1055 | 31620 | 527 | 8.7833 | 3.8204 | kW
[6 empty] | 1056 | 31650 | 527.5 | 8.7917 | 3.819 | kW
[6 empty] | 1057 | 31680 | 528 | 8.8 | 3.8176 | kW
[6 empty] | 1058 | 31710 | 528.5 | 8.8083 | 3.8161 | kW
[6 empty] | 1059 | 31740 | 529 | 8.8167 | 3.8147 | kW
[6 empty] | 1060 | 31770 | 529.5 | 8.825 | 3.8132 | kW
[6 empty] | 1061 | 31800 | 530 | 8.8333 | 3.8117 | kW
[6 empty] | 1062 | 31830 | 530.5 | 8.8417 | 3.8103 | kW
[6 empty] | 1063 | 31860 | 531 | 8.85 | 3.8088 | kW
[6 empty] | 1064 | 31890 | 531.5 | 8.8583 | 3.8073 | kW
[6 empty] | 1065 | 31920 | 532 | 8.8667 | 3.8059 | kW
[6 empty] | 1066 | 31950 | 532.5 | 8.875 | 3.8044 | kW
[6 empty] | 1067 | 31980 | 533 | 8.8833 | 3.8029 | kW
[6 empty] | 1068 | 32010 | 533.5 | 8.8917 | 3.8014 | kW
[6 empty] | 1069 | 32040 | 534 | 8.9 | 3.7999 | kW
[6 empty] | 1070 | 32070 | 534.5 | 8.9083 | 3.7985 | kW
[6 empty] | 1071 | 32100 | 535 | 8.9167 | 3.797 | kW
[6 empty] | 1072 | 32130 | 535.5 | 8.925 | 3.7955 | kW
[6 empty] | 1073 | 32160 | 536 | 8.9333 | 3.794 | kW
[6 empty] | 1074 | 32190 | 536.5 | 8.9417 | 3.7924 | kW
[6 empty] | 1075 | 32220 | 537 | 8.95 | 3.7909 | kW
[6 empty] | 1076 | 32250 | 537.5 | 8.9583 | 3.7894 | kW
[6 empty] | 1077 | 32280 | 538 | 8.9667 | 3.7879 | kW
[6 empty] | 1078 | 32310 | 538.5 | 8.975 | 3.7864 | kW
[6 empty] | 1079 | 32340 | 539 | 8.9833 | 3.7848 | kW
[6 empty] | 1080 | 32370 | 539.5 | 8.9917 | 3.7833 | kW
[6 empty] | 1081 | 32400 | 540 | 9 | 3.7818 | kW
[6 empty] | 1082 | 32430 | 540.5 | 9.0083 | 3.7802 | kW
[6 empty] | 1083 | 32460 | 541 | 9.0167 | 3.7787 | kW
[6 empty] | 1084 | 32490 | 541.5 | 9.025 | 3.7772 | kW
[6 empty] | 1085 | 32520 | 542 | 9.0333 | 3.7756 | kW
[6 empty] | 1086 | 32550 | 542.5 | 9.0417 | 3.7741 | kW
[6 empty] | 1087 | 32580 | 543 | 9.05 | 3.7725 | kW
[6 empty] | 1088 | 32610 | 543.5 | 9.0583 | 3.771 | kW
[6 empty] | 1089 | 32640 | 544 | 9.0667 | 3.7694 | kW
[6 empty] | 1090 | 32670 | 544.5 | 9.075 | 3.7679 | kW
[6 empty] | 1091 | 32700 | 545 | 9.0833 | 3.7663 | kW
[6 empty] | 1092 | 32730 | 545.5 | 9.0917 | 3.7648 | kW
[6 empty] | 1093 | 32760 | 546 | 9.1 | 3.7632 | kW
[6 empty] | 1094 | 32790 | 546.5 | 9.1083 | 3.7616 | kW
[6 empty] | 1095 | 32820 | 547 | 9.1167 | 3.76 | kW
[6 empty] | 1096 | 32850 | 547.5 | 9.125 | 3.7585 | kW
[6 empty] | 1097 | 32880 | 548 | 9.1333 | 3.7569 | kW
[6 empty] | 1098 | 32910 | 548.5 | 9.1417 | 3.7553 | kW
[6 empty] | 1099 | 32940 | 549 | 9.15 | 3.7537 | kW
[6 empty] | 1100 | 32970 | 549.5 | 9.1583 | 3.7522 | kW
[6 empty] | 1101 | 33000 | 550 | 9.1667 | 3.7506 | kW
[6 empty] | 1102 | 33030 | 550.5 | 9.175 | 3.7489 | kW
[6 empty] | 1103 | 33060 | 551 | 9.1833 | 3.7472 | kW
[6 empty] | 1104 | 33090 | 551.5 | 9.1917 | 3.7456 | kW
[6 empty] | 1105 | 33120 | 552 | 9.2 | 3.744 | kW
[6 empty] | 1106 | 33150 | 552.5 | 9.2083 | 3.7424 | kW
[6 empty] | 1107 | 33180 | 553 | 9.2167 | 3.7408 | kW
[6 empty] | 1108 | 33210 | 553.5 | 9.225 | 3.7393 | kW
[6 empty] | 1109 | 33240 | 554 | 9.2333 | 3.7377 | kW
[6 empty] | 1110 | 33270 | 554.5 | 9.2417 | 3.7361 | kW
[6 empty] | 1111 | 33300 | 555 | 9.25 | 3.7345 | kW
[6 empty] | 1112 | 33330 | 555.5 | 9.2583 | 3.7329 | kW
[6 empty] | 1113 | 33360 | 556 | 9.2667 | 3.7313 | kW
[6 empty] | 1114 | 33390 | 556.5 | 9.275 | 3.7297 | kW
[6 empty] | 1115 | 33420 | 557 | 9.2833 | 3.7281 | kW
[6 empty] | 1116 | 33450 | 557.5 | 9.2917 | 3.7265 | kW
[6 empty] | 1117 | 33480 | 558 | 9.3 | 3.7249 | kW
[6 empty] | 1118 | 33510 | 558.5 | 9.3083 | 3.7232 | kW
[6 empty] | 1119 | 33540 | 559 | 9.3167 | 3.7213 | kW
[6 empty] | 1120 | 33570 | 559.5 | 9.325 | 3.7197 | kW
[6 empty] | 1121 | 33600 | 560 | 9.3333 | 3.7181 | kW
[6 empty] | 1122 | 33630 | 560.5 | 9.3417 | 3.7164 | kW
[6 empty] | 1123 | 33660 | 561 | 9.35 | 3.7148 | kW
[6 empty] | 1124 | 33690 | 561.5 | 9.3583 | 3.7131 | kW
[6 empty] | 1125 | 33720 | 562 | 9.3667 | 3.7115 | kW
[6 empty] | 1126 | 33750 | 562.5 | 9.375 | 3.7099 | kW
[6 empty] | 1127 | 33780 | 563 | 9.3833 | 3.7082 | kW
[6 empty] | 1128 | 33810 | 563.5 | 9.3917 | 3.7066 | kW
[6 empty] | 1129 | 33840 | 564 | 9.4 | 3.705 | kW
[6 empty] | 1130 | 33870 | 564.5 | 9.4083 | 3.7033 | kW
[6 empty] | 1131 | 33900 | 565 | 9.4167 | 3.7017 | kW
[6 empty] | 1132 | 33930 | 565.5 | 9.425 | 3.7 | kW
[6 empty] | 1133 | 33960 | 566 | 9.4333 | 3.6984 | kW
[6 empty] | 1134 | 33990 | 566.5 | 9.4417 | 3.6968 | kW
[6 empty] | 1135 | 34020 | 567 | 9.45 | 3.6948 | kW
[6 empty] | 1136 | 34050 | 567.5 | 9.4583 | 3.693 | kW
[6 empty] | 1137 | 34080 | 568 | 9.4667 | 3.6913 | kW
[6 empty] | 1138 | 34110 | 568.5 | 9.475 | 3.6897 | kW
[6 empty] | 1139 | 34140 | 569 | 9.4833 | 3.688 | kW
[6 empty] | 1140 | 34170 | 569.5 | 9.4917 | 3.6863 | kW
[6 empty] | 1141 | 34200 | 570 | 9.5 | 3.6846 | kW
[6 empty] | 1142 | 34230 | 570.5 | 9.5083 | 3.6829 | kW
[6 empty] | 1143 | 34260 | 571 | 9.5167 | 3.6812 | kW
[6 empty] | 1144 | 34290 | 571.5 | 9.525 | 3.6795 | kW
[6 empty] | 1145 | 34320 | 572 | 9.5333 | 3.6778 | kW
[6 empty] | 1146 | 34350 | 572.5 | 9.5417 | 3.6762 | kW
[6 empty] | 1147 | 34380 | 573 | 9.55 | 3.6745 | kW
[6 empty] | 1148 | 34410 | 573.5 | 9.5583 | 3.6728 | kW
[6 empty] | 1149 | 34440 | 574 | 9.5667 | 3.6711 | kW
[6 empty] | 1150 | 34470 | 574.5 | 9.575 | 3.6694 | kW
[6 empty] | 1151 | 34500 | 575 | 9.5833 | 3.6675 | kW
[6 empty] | 1152 | 34530 | 575.5 | 9.5917 | 3.6655 | kW
[6 empty] | 1153 | 34560 | 576 | 9.6 | 3.6637 | kW
[6 empty] | 1154 | 34590 | 576.5 | 9.6083 | 3.662 | kW
[6 empty] | 1155 | 34620 | 577 | 9.6167 | 3.6602 | kW
[6 empty] | 1156 | 34650 | 577.5 | 9.625 | 3.6585 | kW
[6 empty] | 1157 | 34680 | 578 | 9.6333 | 3.6567 | kW
[6 empty] | 1158 | 34710 | 578.5 | 9.6417 | 3.6549 | kW
[6 empty] | 1159 | 34740 | 579 | 9.65 | 3.6532 | kW
[6 empty] | 1160 | 34770 | 579.5 | 9.6583 | 3.6514 | kW
[6 empty] | 1161 | 34800 | 580 | 9.6667 | 3.6496 | kW
[6 empty] | 1162 | 34830 | 580.5 | 9.675 | 3.6479 | kW
[6 empty] | 1163 | 34860 | 581 | 9.6833 | 3.6461 | kW
[6 empty] | 1164 | 34890 | 581.5 | 9.6917 | 3.6443 | kW
[6 empty] | 1165 | 34920 | 582 | 9.7 | 3.6426 | kW
[6 empty] | 1166 | 34950 | 582.5 | 9.7083 | 3.6408 | kW
[6 empty] | 1167 | 34980 | 583 | 9.7167 | 3.639 | kW
[6 empty] | 1168 | 35010 | 583.5 | 9.725 | 3.6372 | kW
[6 empty] | 1169 | 35040 | 584 | 9.7333 | 3.6355 | kW
[6 empty] | 1170 | 35070 | 584.5 | 9.7417 | 3.6337 | kW
[6 empty] | 1171 | 35100 | 585 | 9.75 | 3.6319 | kW
[6 empty] | 1172 | 35130 | 585.5 | 9.7583 | 3.6301 | kW
[6 empty] | 1173 | 35160 | 586 | 9.7667 | 3.6283 | kW
[6 empty] | 1174 | 35190 | 586.5 | 9.775 | 3.6265 | kW
[6 empty] | 1175 | 35220 | 587 | 9.7833 | 3.6248 | kW
[6 empty] | 1176 | 35250 | 587.5 | 9.7917 | 3.623 | kW
[6 empty] | 1177 | 35280 | 588 | 9.8 | 3.6212 | kW
[6 empty] | 1178 | 35310 | 588.5 | 9.8083 | 3.6194 | kW
[6 empty] | 1179 | 35340 | 589 | 9.8167 | 3.6176 | kW
[6 empty] | 1180 | 35370 | 589.5 | 9.825 | 3.6157 | kW
[6 empty] | 1181 | 35400 | 590 | 9.8333 | 3.6139 | kW
[6 empty] | 1182 | 35430 | 590.5 | 9.8417 | 3.612 | kW
[6 empty] | 1183 | 35460 | 591 | 9.85 | 3.6102 | kW
[6 empty] | 1184 | 35490 | 591.5 | 9.8583 | 3.6084 | kW
[6 empty] | 1185 | 35520 | 592 | 9.8667 | 3.6065 | kW
[6 empty] | 1186 | 35550 | 592.5 | 9.875 | 3.6047 | kW
[6 empty] | 1187 | 35580 | 593 | 9.8833 | 3.6028 | kW
[6 empty] | 1188 | 35610 | 593.5 | 9.8917 | 3.6009 | kW
[6 empty] | 1189 | 35640 | 594 | 9.9 | 3.5991 | kW
[6 empty] | 1190 | 35670 | 594.5 | 9.9083 | 3.5972 | kW
[6 empty] | 1191 | 35700 | 595 | 9.9167 | 3.5953 | kW
[6 empty] | 1192 | 35730 | 595.5 | 9.925 | 3.5934 | kW
[6 empty] | 1193 | 35760 | 596 | 9.9333 | 3.5915 | kW
[6 empty] | 1194 | 35790 | 596.5 | 9.9417 | 3.5896 | kW
[6 empty] | 1195 | 35820 | 597 | 9.95 | 3.5877 | kW
[6 empty] | 1196 | 35850 | 597.5 | 9.9583 | 3.5858 | kW
[6 empty] | 1197 | 35880 | 598 | 9.9667 | 3.5839 | kW
[6 empty] | 1198 | 35910 | 598.5 | 9.975 | 3.582 | kW
[6 empty] | 1199 | 35940 | 599 | 9.9833 | 3.5801 | kW
[6 empty] | 1200 | 35970 | 599.5 | 9.9917 | 3.5782 | kW
[6 empty] | 1201 | 36000 | 600 | 10 | 3.5763 | kW
[6 empty] | 1202 | 36030 | 600.5 | 10.0083 | 3.5743 | kW
[6 empty] | 1203 | 36060 | 601 | 10.0167 | 3.5724 | kW
[6 empty] | 1204 | 36090 | 601.5 | 10.025 | 3.5705 | kW
[6 empty] | 1205 | 36120 | 602 | 10.0333 | 3.5685 | kW
[6 empty] | 1206 | 36150 | 602.5 | 10.0417 | 3.5644 | kW
[6 empty] | 1207 | 36180 | 603 | 10.05 | 3.5611 | kW
[6 empty] | 1208 | 36210 | 603.5 | 10.0583 | 3.5611 | kW
[6 empty] | 1209 | 36240 | 604 | 10.0667 | 3.5573 | kW
[6 empty] | 1210 | 36270 | 604.5 | 10.075 | 3.5558 | kW
[6 empty] | 1211 | 36300 | 605 | 10.0833 | 3.5558 | kW
[6 empty] | 1212 | 36330 | 605.5 | 10.0917 | 3.5522 | kW
[6 empty] | 1213 | 36360 | 606 | 10.1 | 3.551 | kW
[6 empty] | 1214 | 36390 | 606.5 | 10.1083 | 3.5498 | kW
[6 empty] | 1215 | 36420 | 607 | 10.1167 | 3.5487 | kW
[6 empty] | 1216 | 36450 | 607.5 | 10.125 | 3.5475 | kW
[6 empty] | 1217 | 36480 | 608 | 10.1333 | 3.5449 | kW
[6 empty] | 1218 | 36510 | 608.5 | 10.1417 | 3.5427 | kW
[6 empty] | 1219 | 36540 | 609 | 10.15 | 3.5409 | kW
[6 empty] | 1220 | 36570 | 609.5 | 10.1583 | 3.5391 | kW
[6 empty] | 1221 | 36600 | 610 | 10.1667 | 3.5373 | kW
[6 empty] | 1222 | 36630 | 610.5 | 10.175 | 3.5352 | kW
[6 empty] | 1223 | 36660 | 611 | 10.1833 | 3.5329 | kW
[6 empty] | 1224 | 36690 | 611.5 | 10.1917 | 3.5309 | kW
[6 empty] | 1225 | 36720 | 612 | 10.2 | 3.5289 | kW
[6 empty] | 1226 | 36750 | 612.5 | 10.2083 | 3.5269 | kW
[6 empty] | 1227 | 36780 | 613 | 10.2167 | 3.5248 | kW
[6 empty] | 1228 | 36810 | 613.5 | 10.225 | 3.5226 | kW
[6 empty] | 1229 | 36840 | 614 | 10.2333 | 3.5205 | kW
[6 empty] | 1230 | 36870 | 614.5 | 10.2417 | 3.5184 | kW
[6 empty] | 1231 | 36900 | 615 | 10.25 | 3.5164 | kW
[6 empty] | 1232 | 36930 | 615.5 | 10.2583 | 3.5143 | kW
[6 empty] | 1233 | 36960 | 616 | 10.2667 | 3.5123 | kW
[6 empty] | 1234 | 36990 | 616.5 | 10.275 | 3.5102 | kW
[6 empty] | 1235 | 37020 | 617 | 10.2833 | 3.5081 | kW
[6 empty] | 1236 | 37050 | 617.5 | 10.2917 | 3.5061 | kW
[6 empty] | 1237 | 37080 | 618 | 10.3 | 3.504 | kW
[6 empty] | 1238 | 37110 | 618.5 | 10.3083 | 3.5016 | kW
[6 empty] | 1239 | 37140 | 619 | 10.3167 | 3.4991 | kW
[6 empty] | 1240 | 37170 | 619.5 | 10.325 | 3.497 | kW
[6 empty] | 1241 | 37200 | 620 | 10.3333 | 3.4949 | kW
[6 empty] | 1242 | 37230 | 620.5 | 10.3417 | 3.4928 | kW
[6 empty] | 1243 | 37260 | 621 | 10.35 | 3.4907 | kW
[6 empty] | 1244 | 37290 | 621.5 | 10.3583 | 3.4886 | kW
[6 empty] | 1245 | 37320 | 622 | 10.3667 | 3.4865 | kW
[6 empty] | 1246 | 37350 | 622.5 | 10.375 | 3.4844 | kW
[6 empty] | 1247 | 37380 | 623 | 10.3833 | 3.4822 | kW
[6 empty] | 1248 | 37410 | 623.5 | 10.3917 | 3.4801 | kW
[6 empty] | 1249 | 37440 | 624 | 10.4 | 3.478 | kW
[6 empty] | 1250 | 37470 | 624.5 | 10.4083 | 3.4759 | kW
[6 empty] | 1251 | 37500 | 625 | 10.4167 | 3.4738 | kW
[6 empty] | 1252 | 37530 | 625.5 | 10.425 | 3.4717 | kW
[6 empty] | 1253 | 37560 | 626 | 10.4333 | 3.4696 | kW
[6 empty] | 1254 | 37590 | 626.5 | 10.4417 | 3.4675 | kW
[6 empty] | 1255 | 37620 | 627 | 10.45 | 3.4653 | kW
[6 empty] | 1256 | 37650 | 627.5 | 10.4583 | 3.4632 | kW
[6 empty] | 1257 | 37680 | 628 | 10.4667 | 3.4611 | kW
[6 empty] | 1258 | 37710 | 628.5 | 10.475 | 3.459 | kW
[6 empty] | 1259 | 37740 | 629 | 10.4833 | 3.4569 | kW
[6 empty] | 1260 | 37770 | 629.5 | 10.4917 | 3.4548 | kW
[6 empty] | 1261 | 37800 | 630 | 10.5 | 3.4527 | kW
[6 empty] | 1262 | 37830 | 630.5 | 10.5083 | 3.4505 | kW
[6 empty] | 1263 | 37860 | 631 | 10.5167 | 3.4484 | kW
[6 empty] | 1264 | 37890 | 631.5 | 10.525 | 3.4463 | kW
[6 empty] | 1265 | 37920 | 632 | 10.5333 | 3.444 | kW
[6 empty] | 1266 | 37950 | 632.5 | 10.5417 | 3.4408 | kW
[6 empty] | 1267 | 37980 | 633 | 10.55 | 3.4386 | kW
[6 empty] | 1268 | 38010 | 633.5 | 10.5583 | 3.4364 | kW
[6 empty] | 1269 | 38040 | 634 | 10.5667 | 3.4342 | kW
[6 empty] | 1270 | 38070 | 634.5 | 10.575 | 3.432 | kW
[6 empty] | 1271 | 38100 | 635 | 10.5833 | 3.4298 | kW
[6 empty] | 1272 | 38130 | 635.5 | 10.5917 | 3.4276 | kW
[6 empty] | 1273 | 38160 | 636 | 10.6 | 3.4254 | kW
[6 empty] | 1274 | 38190 | 636.5 | 10.6083 | 3.4232 | kW
[6 empty] | 1275 | 38220 | 637 | 10.6167 | 3.421 | kW
[6 empty] | 1276 | 38250 | 637.5 | 10.625 | 3.4188 | kW
[6 empty] | 1277 | 38280 | 638 | 10.6333 | 3.4166 | kW
[6 empty] | 1278 | 38310 | 638.5 | 10.6417 | 3.4144 | kW
[6 empty] | 1279 | 38340 | 639 | 10.65 | 3.4122 | kW
[6 empty] | 1280 | 38370 | 639.5 | 10.6583 | 3.41 | kW
[6 empty] | 1281 | 38400 | 640 | 10.6667 | 3.4078 | kW
[6 empty] | 1282 | 38430 | 640.5 | 10.675 | 3.4057 | kW
[6 empty] | 1283 | 38460 | 641 | 10.6833 | 3.4035 | kW
[6 empty] | 1284 | 38490 | 641.5 | 10.6917 | 3.4013 | kW
[6 empty] | 1285 | 38520 | 642 | 10.7 | 3.3991 | kW
[6 empty] | 1286 | 38550 | 642.5 | 10.7083 | 3.3969 | kW
[6 empty] | 1287 | 38580 | 643 | 10.7167 | 3.3947 | kW
[6 empty] | 1288 | 38610 | 643.5 | 10.725 | 3.3925 | kW
[6 empty] | 1289 | 38640 | 644 | 10.7333 | 3.3903 | kW
[6 empty] | 1290 | 38670 | 644.5 | 10.7417 | 3.3881 | kW
[6 empty] | 1291 | 38700 | 645 | 10.75 | 3.3859 | kW
[6 empty] | 1292 | 38730 | 645.5 | 10.7583 | 3.3837 | kW
[6 empty] | 1293 | 38760 | 646 | 10.7667 | 3.3815 | kW
[6 empty] | 1294 | 38790 | 646.5 | 10.775 | 3.3792 | kW
[6 empty] | 1295 | 38820 | 647 | 10.7833 | 3.3767 | kW
[6 empty] | 1296 | 38850 | 647.5 | 10.7917 | 3.3745 | kW
[6 empty] | 1297 | 38880 | 648 | 10.8 | 3.3722 | kW
[6 empty] | 1298 | 38910 | 648.5 | 10.8083 | 3.3699 | kW
[6 empty] | 1299 | 38940 | 649 | 10.8167 | 3.3676 | kW
[6 empty] | 1300 | 38970 | 649.5 | 10.825 | 3.3654 | kW
[6 empty] | 1301 | 39000 | 650 | 10.8333 | 3.363 | kW
[6 empty] | 1302 | 39030 | 650.5 | 10.8417 | 3.3606 | kW
[6 empty] | 1303 | 39060 | 651 | 10.85 | 3.3583 | kW
[6 empty] | 1304 | 39090 | 651.5 | 10.8583 | 3.356 | kW
[6 empty] | 1305 | 39120 | 652 | 10.8667 | 3.3537 | kW
[6 empty] | 1306 | 39150 | 652.5 | 10.875 | 3.3514 | kW
[6 empty] | 1307 | 39180 | 653 | 10.8833 | 3.349 | kW
[6 empty] | 1308 | 39210 | 653.5 | 10.8917 | 3.3467 | kW
[6 empty] | 1309 | 39240 | 654 | 10.9 | 3.3443 | kW
[6 empty] | 1310 | 39270 | 654.5 | 10.9083 | 3.342 | kW
[6 empty] | 1311 | 39300 | 655 | 10.9167 | 3.3396 | kW
[6 empty] | 1312 | 39330 | 655.5 | 10.925 | 3.3373 | kW
[6 empty] | 1313 | 39360 | 656 | 10.9333 | 3.3349 | kW
[6 empty] | 1314 | 39390 | 656.5 | 10.9417 | 3.3325 | kW
[6 empty] | 1315 | 39420 | 657 | 10.95 | 3.3302 | kW
[6 empty] | 1316 | 39450 | 657.5 | 10.9583 | 3.3278 | kW
[6 empty] | 1317 | 39480 | 658 | 10.9667 | 3.3254 | kW
[6 empty] | 1318 | 39510 | 658.5 | 10.975 | 3.323 | kW
[6 empty] | 1319 | 39540 | 659 | 10.9833 | 3.3207 | kW
[6 empty] | 1320 | 39570 | 659.5 | 10.9917 | 3.3183 | kW
[6 empty] | 1321 | 39600 | 660 | 11 | 3.3159 | kW
[6 empty] | 1322 | 39630 | 660.5 | 11.0083 | 3.3135 | kW
[6 empty] | 1323 | 39660 | 661 | 11.0167 | 3.3111 | kW
[6 empty] | 1324 | 39690 | 661.5 | 11.025 | 3.3076 | kW
[6 empty] | 1325 | 39720 | 662 | 11.0333 | 3.3039 | kW
[6 empty] | 1326 | 39750 | 662.5 | 11.0417 | 3.3028 | kW
[6 empty] | 1327 | 39780 | 663 | 11.05 | 3.2953 | kW
[6 empty] | 1328 | 39810 | 663.5 | 11.0583 | 3.2953 | kW
[6 empty] | 1329 | 39840 | 664 | 11.0667 | 3.2953 | kW
[6 empty] | 1330 | 39870 | 664.5 | 11.075 | 3.2891 | kW
[6 empty] | 1331 | 39900 | 665 | 11.0833 | 3.2878 | kW
[6 empty] | 1332 | 39930 | 665.5 | 11.0917 | 3.2878 | kW
[6 empty] | 1333 | 39960 | 666 | 11.1 | 3.2827 | kW
[6 empty] | 1334 | 39990 | 666.5 | 11.1083 | 3.2785 | kW
[6 empty] | 1335 | 40020 | 667 | 11.1167 | 3.2769 | kW
[6 empty] | 1336 | 40050 | 667.5 | 11.125 | 3.2753 | kW
[6 empty] | 1337 | 40080 | 668 | 11.1333 | 3.2738 | kW
[6 empty] | 1338 | 40110 | 668.5 | 11.1417 | 3.2722 | kW
[6 empty] | 1339 | 40140 | 669 | 11.15 | 3.2706 | kW
[6 empty] | 1340 | 40170 | 669.5 | 11.1583 | 3.2691 | kW
[6 empty] | 1341 | 40200 | 670 | 11.1667 | 3.2675 | kW
[6 empty] | 1342 | 40230 | 670.5 | 11.175 | 3.2657 | kW
[6 empty] | 1343 | 40260 | 671 | 11.1833 | 3.2615 | kW
[6 empty] | 1344 | 40290 | 671.5 | 11.1917 | 3.2594 | kW
[6 empty] | 1345 | 40320 | 672 | 11.2 | 3.2573 | kW
[6 empty] | 1346 | 40350 | 672.5 | 11.2083 | 3.2552 | kW
[6 empty] | 1347 | 40380 | 673 | 11.2167 | 3.2531 | kW
[6 empty] | 1348 | 40410 | 673.5 | 11.225 | 3.251 | kW
[6 empty] | 1349 | 40440 | 674 | 11.2333 | 3.2489 | kW
[6 empty] | 1350 | 40470 | 674.5 | 11.2417 | 3.2468 | kW
[6 empty] | 1351 | 40500 | 675 | 11.25 | 3.2447 | kW
[6 empty] | 1352 | 40530 | 675.5 | 11.2583 | 3.2421 | kW
[6 empty] | 1353 | 40560 | 676 | 11.2667 | 3.2395 | kW
[6 empty] | 1354 | 40590 | 676.5 | 11.275 | 3.2372 | kW
[6 empty] | 1355 | 40620 | 677 | 11.2833 | 3.235 | kW
[6 empty] | 1356 | 40650 | 677.5 | 11.2917 | 3.2327 | kW
[6 empty] | 1357 | 40680 | 678 | 11.3 | 3.2304 | kW
[6 empty] | 1358 | 40710 | 678.5 | 11.3083 | 3.2281 | kW
[6 empty] | 1359 | 40740 | 679 | 11.3167 | 3.2259 | kW
[6 empty] | 1360 | 40770 | 679.5 | 11.325 | 3.2236 | kW
[6 empty] | 1361 | 40800 | 680 | 11.3333 | 3.2213 | kW
[6 empty] | 1362 | 40830 | 680.5 | 11.3417 | 3.2186 | kW
[6 empty] | 1363 | 40860 | 681 | 11.35 | 3.2162 | kW
[6 empty] | 1364 | 40890 | 681.5 | 11.3583 | 3.2139 | kW
[6 empty] | 1365 | 40920 | 682 | 11.3667 | 3.2116 | kW
[6 empty] | 1366 | 40950 | 682.5 | 11.375 | 3.2092 | kW
[6 empty] | 1367 | 40980 | 683 | 11.3833 | 3.2069 | kW
[6 empty] | 1368 | 41010 | 683.5 | 11.3917 | 3.2046 | kW
[6 empty] | 1369 | 41040 | 684 | 11.4 | 3.2023 | kW
[6 empty] | 1370 | 41070 | 684.5 | 11.4083 | 3.1999 | kW
[6 empty] | 1371 | 41100 | 685 | 11.4167 | 3.1976 | kW
[6 empty] | 1372 | 41130 | 685.5 | 11.425 | 3.1953 | kW
[6 empty] | 1373 | 41160 | 686 | 11.4333 | 3.1929 | kW
[6 empty] | 1374 | 41190 | 686.5 | 11.4417 | 3.1906 | kW
[6 empty] | 1375 | 41220 | 687 | 11.45 | 3.1883 | kW
[6 empty] | 1376 | 41250 | 687.5 | 11.4583 | 3.186 | kW
[6 empty] | 1377 | 41280 | 688 | 11.4667 | 3.1836 | kW
[6 empty] | 1378 | 41310 | 688.5 | 11.475 | 3.1813 | kW
[6 empty] | 1379 | 41340 | 689 | 11.4833 | 3.1788 | kW
[6 empty] | 1380 | 41370 | 689.5 | 11.4917 | 3.1765 | kW
[6 empty] | 1381 | 41400 | 690 | 11.5 | 3.1741 | kW
[6 empty] | 1382 | 41430 | 690.5 | 11.5083 | 3.1718 | kW
[6 empty] | 1383 | 41460 | 691 | 11.5167 | 3.1694 | kW
[6 empty] | 1384 | 41490 | 691.5 | 11.525 | 3.1671 | kW
[6 empty] | 1385 | 41520 | 692 | 11.5333 | 3.1648 | kW
[6 empty] | 1386 | 41550 | 692.5 | 11.5417 | 3.1624 | kW
[6 empty] | 1387 | 41580 | 693 | 11.55 | 3.1601 | kW
[6 empty] | 1388 | 41610 | 693.5 | 11.5583 | 3.1577 | kW
[6 empty] | 1389 | 41640 | 694 | 11.5667 | 3.1554 | kW
[6 empty] | 1390 | 41670 | 694.5 | 11.575 | 3.1531 | kW
[6 empty] | 1391 | 41700 | 695 | 11.5833 | 3.1507 | kW
[6 empty] | 1392 | 41730 | 695.5 | 11.5917 | 3.1484 | kW
[6 empty] | 1393 | 41760 | 696 | 11.6 | 3.146 | kW
[6 empty] | 1394 | 41790 | 696.5 | 11.6083 | 3.1437 | kW
[6 empty] | 1395 | 41820 | 697 | 11.6167 | 3.1414 | kW
[6 empty] | 1396 | 41850 | 697.5 | 11.625 | 3.139 | kW
[6 empty] | 1397 | 41880 | 698 | 11.6333 | 3.1367 | kW
[6 empty] | 1398 | 41910 | 698.5 | 11.6417 | 3.1343 | kW
[6 empty] | 1399 | 41940 | 699 | 11.65 | 3.132 | kW
[6 empty] | 1400 | 41970 | 699.5 | 11.6583 | 3.1297 | kW
[6 empty] | 1401 | 42000 | 700 | 11.6667 | 3.1273 | kW
[6 empty] | 1402 | 42030 | 700.5 | 11.675 | 3.125 | kW
[6 empty] | 1403 | 42060 | 701 | 11.6833 | 3.1226 | kW
[6 empty] | 1404 | 42090 | 701.5 | 11.6917 | 3.1203 | kW
[6 empty] | 1405 | 42120 | 702 | 11.7 | 3.118 | kW
[6 empty] | 1406 | 42150 | 702.5 | 11.7083 | 3.1156 | kW
[6 empty] | 1407 | 42180 | 703 | 11.7167 | 3.1133 | kW
[6 empty] | 1408 | 42210 | 703.5 | 11.725 | 3.111 | kW
[6 empty] | 1409 | 42240 | 704 | 11.7333 | 3.1087 | kW
[6 empty] | 1410 | 42270 | 704.5 | 11.7417 | 3.1064 | kW
[6 empty] | 1411 | 42300 | 705 | 11.75 | 3.104 | kW
[6 empty] | 1412 | 42330 | 705.5 | 11.7583 | 3.1017 | kW
[6 empty] | 1413 | 42360 | 706 | 11.7667 | 3.0994 | kW
[6 empty] | 1414 | 42390 | 706.5 | 11.775 | 3.097 | kW
[6 empty] | 1415 | 42420 | 707 | 11.7833 | 3.0947 | kW
[6 empty] | 1416 | 42450 | 707.5 | 11.7917 | 3.0924 | kW
[6 empty] | 1417 | 42480 | 708 | 11.8 | 3.09 | kW
[6 empty] | 1418 | 42510 | 708.5 | 11.8083 | 3.0877 | kW
[6 empty] | 1419 | 42540 | 709 | 11.8167 | 3.0853 | kW
[6 empty] | 1420 | 42570 | 709.5 | 11.825 | 3.083 | kW
[6 empty] | 1421 | 42600 | 710 | 11.8333 | 3.0807 | kW
[6 empty] | 1422 | 42630 | 710.5 | 11.8417 | 3.0783 | kW
[6 empty] | 1423 | 42660 | 711 | 11.85 | 3.076 | kW
[6 empty] | 1424 | 42690 | 711.5 | 11.8583 | 3.0737 | kW
[6 empty] | 1425 | 42720 | 712 | 11.8667 | 3.0713 | kW
[6 empty] | 1426 | 42750 | 712.5 | 11.875 | 3.069 | kW
[6 empty] | 1427 | 42780 | 713 | 11.8833 | 3.0667 | kW
[6 empty] | 1428 | 42810 | 713.5 | 11.8917 | 3.0643 | kW
[6 empty] | 1429 | 42840 | 714 | 11.9 | 3.062 | kW
[6 empty] | 1430 | 42870 | 714.5 | 11.9083 | 3.0597 | kW
[6 empty] | 1431 | 42900 | 715 | 11.9167 | 3.0573 | kW
[6 empty] | 1432 | 42930 | 715.5 | 11.925 | 3.055 | kW
[6 empty] | 1433 | 42960 | 716 | 11.9333 | 3.0527 | kW
[6 empty] | 1434 | 42990 | 716.5 | 11.9417 | 3.0503 | kW
[6 empty] | 1435 | 43020 | 717 | 11.95 | 3.048 | kW
[6 empty] | 1436 | 43050 | 717.5 | 11.9583 | 3.0457 | kW
[6 empty] | 1437 | 43080 | 718 | 11.9667 | 3.0433 | kW
[6 empty] | 1438 | 43110 | 718.5 | 11.975 | 3.041 | kW
[6 empty] | 1439 | 43140 | 719 | 11.9833 | 3.0387 | kW
[6 empty] | 1440 | 43170 | 719.5 | 11.9917 | 3.0364 | kW
[6 empty] | 1441 | 43200 | 720 | 12 | 3.034 | kW
[6 empty] | 1442 | 43230 | 720.5 | 12.0083 | 3.0317 | kW
[6 empty] | 1443 | 43260 | 721 | 12.0167 | 3.0287 | kW
[6 empty] | 1444 | 43290 | 721.5 | 12.025 | 3.0245 | kW
[6 empty] | 1445 | 43320 | 722 | 12.0333 | 3.0232 | kW
[6 empty] | 1446 | 43350 | 722.5 | 12.0417 | 3.0167 | kW
[6 empty] | 1447 | 43380 | 723 | 12.05 | 3.0167 | kW
[6 empty] | 1448 | 43410 | 723.5 | 12.0583 | 3.0167 | kW
[6 empty] | 1449 | 43440 | 724 | 12.0667 | 3.0097 | kW
[6 empty] | 1450 | 43470 | 724.5 | 12.075 | 3.0096 | kW
[6 empty] | 1451 | 43500 | 725 | 12.0833 | 3.0096 | kW
[6 empty] | 1452 | 43530 | 725.5 | 12.0917 | 3.0031 | kW
[6 empty] | 1453 | 43560 | 726 | 12.1 | 3.0009 | kW
[6 empty] | 1454 | 43590 | 726.5 | 12.1083 | 2.9993 | kW
[6 empty] | 1455 | 43620 | 727 | 12.1167 | 2.9978 | kW
[6 empty] | 1456 | 43650 | 727.5 | 12.125 | 2.9963 | kW
[6 empty] | 1457 | 43680 | 728 | 12.1333 | 2.9948 | kW
[6 empty] | 1458 | 43710 | 728.5 | 12.1417 | 2.9932 | kW
[6 empty] | 1459 | 43740 | 729 | 12.15 | 2.9917 | kW
[6 empty] | 1460 | 43770 | 729.5 | 12.1583 | 2.9896 | kW
[6 empty] | 1461 | 43800 | 730 | 12.1667 | 2.9861 | kW
[6 empty] | 1462 | 43830 | 730.5 | 12.175 | 2.9841 | kW
[6 empty] | 1463 | 43860 | 731 | 12.1833 | 2.982 | kW
[6 empty] | 1464 | 43890 | 731.5 | 12.1917 | 2.98 | kW
[6 empty] | 1465 | 43920 | 732 | 12.2 | 2.978 | kW
[6 empty] | 1466 | 43950 | 732.5 | 12.2083 | 2.9759 | kW
[6 empty] | 1467 | 43980 | 733 | 12.2167 | 2.9739 | kW
[6 empty] | 1468 | 44010 | 733.5 | 12.225 | 2.9719 | kW
[6 empty] | 1469 | 44040 | 734 | 12.2333 | 2.9694 | kW
[6 empty] | 1470 | 44070 | 734.5 | 12.2417 | 2.9669 | kW
[6 empty] | 1471 | 44100 | 735 | 12.25 | 2.9647 | kW
[6 empty] | 1472 | 44130 | 735.5 | 12.2583 | 2.9625 | kW
[6 empty] | 1473 | 44160 | 736 | 12.2667 | 2.9603 | kW
[6 empty] | 1474 | 44190 | 736.5 | 12.275 | 2.9581 | kW
[6 empty] | 1475 | 44220 | 737 | 12.2833 | 2.9559 | kW
[6 empty] | 1476 | 44250 | 737.5 | 12.2917 | 2.9537 | kW
[6 empty] | 1477 | 44280 | 738 | 12.3 | 2.9515 | kW
[6 empty] | 1478 | 44310 | 738.5 | 12.3083 | 2.9481 | kW
[6 empty] | 1479 | 44340 | 739 | 12.3167 | 2.9457 | kW
[6 empty] | 1480 | 44370 | 739.5 | 12.325 | 2.9433 | kW
[6 empty] | 1481 | 44400 | 740 | 12.3333 | 2.941 | kW
[6 empty] | 1482 | 44430 | 740.5 | 12.3417 | 2.9386 | kW
[6 empty] | 1483 | 44460 | 741 | 12.35 | 2.9363 | kW
[6 empty] | 1484 | 44490 | 741.5 | 12.3583 | 2.9339 | kW
[6 empty] | 1485 | 44520 | 742 | 12.3667 | 2.9316 | kW
[6 empty] | 1486 | 44550 | 742.5 | 12.375 | 2.9292 | kW
[6 empty] | 1487 | 44580 | 743 | 12.3833 | 2.9269 | kW
[6 empty] | 1488 | 44610 | 743.5 | 12.3917 | 2.9245 | kW
[6 empty] | 1489 | 44640 | 744 | 12.4 | 2.9222 | kW
[6 empty] | 1490 | 44670 | 744.5 | 12.4083 | 2.9198 | kW
[6 empty] | 1491 | 44700 | 745 | 12.4167 | 2.9175 | kW
[6 empty] | 1492 | 44730 | 745.5 | 12.425 | 2.9151 | kW
[6 empty] | 1493 | 44760 | 746 | 12.4333 | 2.9122 | kW
[6 empty] | 1494 | 44790 | 746.5 | 12.4417 | 2.9086 | kW
[6 empty] | 1495 | 44820 | 747 | 12.45 | 2.9061 | kW
[6 empty] | 1496 | 44850 | 747.5 | 12.4583 | 2.9035 | kW
[6 empty] | 1497 | 44880 | 748 | 12.4667 | 2.9009 | kW
[6 empty] | 1498 | 44910 | 748.5 | 12.475 | 2.8984 | kW
[6 empty] | 1499 | 44940 | 749 | 12.4833 | 2.8958 | kW
[6 empty] | 1500 | 44970 | 749.5 | 12.4917 | 2.8933 | kW
[6 empty] | 1501 | 45000 | 750 | 12.5 | 2.8907 | kW
[6 empty] | 1502 | 45030 | 750.5 | 12.5083 | 2.8881 | kW
[6 empty] | 1503 | 45060 | 751 | 12.5167 | 2.8856 | kW
[6 empty] | 1504 | 45090 | 751.5 | 12.525 | 2.883 | kW
[6 empty] | 1505 | 45120 | 752 | 12.5333 | 2.8805 | kW
[6 empty] | 1506 | 45150 | 752.5 | 12.5417 | 2.8779 | kW
[6 empty] | 1507 | 45180 | 753 | 12.55 | 2.8753 | kW
[6 empty] | 1508 | 45210 | 753.5 | 12.5583 | 2.8728 | kW
[6 empty] | 1509 | 45240 | 754 | 12.5667 | 2.8686 | kW
[6 empty] | 1510 | 45270 | 754.5 | 12.575 | 2.8651 | kW
[6 empty] | 1511 | 45300 | 755 | 12.5833 | 2.8623 | kW
[6 empty] | 1512 | 45330 | 755.5 | 12.5917 | 2.8594 | kW
[6 empty] | 1513 | 45360 | 756 | 12.6 | 2.8566 | kW
[6 empty] | 1514 | 45390 | 756.5 | 12.6083 | 2.8537 | kW
[6 empty] | 1515 | 45420 | 757 | 12.6167 | 2.8509 | kW
[6 empty] | 1516 | 45450 | 757.5 | 12.625 | 2.8481 | kW
[6 empty] | 1517 | 45480 | 758 | 12.6333 | 2.8452 | kW
[6 empty] | 1518 | 45510 | 758.5 | 12.6417 | 2.8424 | kW
[6 empty] | 1519 | 45540 | 759 | 12.65 | 2.8395 | kW
[6 empty] | 1520 | 45570 | 759.5 | 12.6583 | 2.8367 | kW
[6 empty] | 1521 | 45600 | 760 | 12.6667 | 2.8338 | kW
[6 empty] | 1522 | 45630 | 760.5 | 12.675 | 2.831 | kW
[6 empty] | 1523 | 45660 | 761 | 12.6833 | 2.8282 | kW
[6 empty] | 1524 | 45690 | 761.5 | 12.6917 | 2.8252 | kW
[6 empty] | 1525 | 45720 | 762 | 12.7 | 2.8205 | kW
[6 empty] | 1526 | 45750 | 762.5 | 12.7083 | 2.8174 | kW
[6 empty] | 1527 | 45780 | 763 | 12.7167 | 2.8143 | kW
[6 empty] | 1528 | 45810 | 763.5 | 12.725 | 2.8113 | kW
[6 empty] | 1529 | 45840 | 764 | 12.7333 | 2.8082 | kW
[6 empty] | 1530 | 45870 | 764.5 | 12.7417 | 2.8051 | kW
[6 empty] | 1531 | 45900 | 765 | 12.75 | 2.802 | kW
[6 empty] | 1532 | 45930 | 765.5 | 12.7583 | 2.7989 | kW
[6 empty] | 1533 | 45960 | 766 | 12.7667 | 2.7959 | kW
[6 empty] | 1534 | 45990 | 766.5 | 12.775 | 2.7928 | kW
[6 empty] | 1535 | 46020 | 767 | 12.7833 | 2.7897 | kW
[6 empty] | 1536 | 46050 | 767.5 | 12.7917 | 2.7866 | kW
[6 empty] | 1537 | 46080 | 768 | 12.8 | 2.7836 | kW
[6 empty] | 1538 | 46110 | 768.5 | 12.8083 | 2.7805 | kW
[6 empty] | 1539 | 46140 | 769 | 12.8167 | 2.7774 | kW
[6 empty] | 1540 | 46170 | 769.5 | 12.825 | 2.7736 | kW
[6 empty] | 1541 | 46200 | 770 | 12.8333 | 2.7693 | kW
[6 empty] | 1542 | 46230 | 770.5 | 12.8417 | 2.766 | kW
[6 empty] | 1543 | 46260 | 771 | 12.85 | 2.7627 | kW
[6 empty] | 1544 | 46290 | 771.5 | 12.8583 | 2.7594 | kW
[6 empty] | 1545 | 46320 | 772 | 12.8667 | 2.7561 | kW
[6 empty] | 1546 | 46350 | 772.5 | 12.875 | 2.7528 | kW
[6 empty] | 1547 | 46380 | 773 | 12.8833 | 2.7495 | kW
[6 empty] | 1548 | 46410 | 773.5 | 12.8917 | 2.7462 | kW
[6 empty] | 1549 | 46440 | 774 | 12.9 | 2.7429 | kW
[6 empty] | 1550 | 46470 | 774.5 | 12.9083 | 2.7396 | kW
[6 empty] | 1551 | 46500 | 775 | 12.9167 | 2.7363 | kW
[6 empty] | 1552 | 46530 | 775.5 | 12.925 | 2.733 | kW
[6 empty] | 1553 | 46560 | 776 | 12.9333 | 2.7297 | kW
[6 empty] | 1554 | 46590 | 776.5 | 12.9417 | 2.7264 | kW
[6 empty] | 1555 | 46620 | 777 | 12.95 | 2.7231 | kW
[6 empty] | 1556 | 46650 | 777.5 | 12.9583 | 2.7196 | kW
[6 empty] | 1557 | 46680 | 778 | 12.9667 | 2.7161 | kW
[6 empty] | 1558 | 46710 | 778.5 | 12.975 | 2.7126 | kW
[6 empty] | 1559 | 46740 | 779 | 12.9833 | 2.7091 | kW
[6 empty] | 1560 | 46770 | 779.5 | 12.9917 | 2.7055 | kW
[6 empty] | 1561 | 46800 | 780 | 13 | 2.702 | kW
[6 empty] | 1562 | 46830 | 780.5 | 13.0083 | 2.6984 | kW
[6 empty] | 1563 | 46860 | 781 | 13.0167 | 2.6946 | kW
[6 empty] | 1564 | 46890 | 781.5 | 13.025 | 2.6883 | kW
[6 empty] | 1565 | 46920 | 782 | 13.0333 | 2.6832 | kW
[6 empty] | 1566 | 46950 | 782.5 | 13.0417 | 2.6804 | kW
[6 empty] | 1567 | 46980 | 783 | 13.05 | 2.6776 | kW
[6 empty] | 1568 | 47010 | 783.5 | 13.0583 | 2.6725 | kW
[6 empty] | 1569 | 47040 | 784 | 13.0667 | 2.6719 | kW
[6 empty] | 1570 | 47070 | 784.5 | 13.075 | 2.6646 | kW
[6 empty] | 1571 | 47100 | 785 | 13.0833 | 2.6646 | kW
[6 empty] | 1572 | 47130 | 785.5 | 13.0917 | 2.6558 | kW
[6 empty] | 1573 | 47160 | 786 | 13.1 | 2.6514 | kW
[6 empty] | 1574 | 47190 | 786.5 | 13.1083 | 2.6491 | kW
[6 empty] | 1575 | 47220 | 787 | 13.1167 | 2.6469 | kW
[6 empty] | 1576 | 47250 | 787.5 | 13.125 | 2.6446 | kW
[6 empty] | 1577 | 47280 | 788 | 13.1333 | 2.6424 | kW
[6 empty] | 1578 | 47310 | 788.5 | 13.1417 | 2.6401 | kW
[6 empty] | 1579 | 47340 | 789 | 13.15 | 2.6379 | kW
[6 empty] | 1580 | 47370 | 789.5 | 13.1583 | 2.6356 | kW
[6 empty] | 1581 | 47400 | 790 | 13.1667 | 2.6315 | kW
[6 empty] | 1582 | 47430 | 790.5 | 13.175 | 2.6272 | kW
[6 empty] | 1583 | 47460 | 791 | 13.1833 | 2.6242 | kW
[6 empty] | 1584 | 47490 | 791.5 | 13.1917 | 2.6213 | kW
[6 empty] | 1585 | 47520 | 792 | 13.2 | 2.6183 | kW
[6 empty] | 1586 | 47550 | 792.5 | 13.2083 | 2.6153 | kW
[6 empty] | 1587 | 47580 | 793 | 13.2167 | 2.6124 | kW
[6 empty] | 1588 | 47610 | 793.5 | 13.225 | 2.6094 | kW
[6 empty] | 1589 | 47640 | 794 | 13.2333 | 2.6065 | kW
[6 empty] | 1590 | 47670 | 794.5 | 13.2417 | 2.6033 | kW
[6 empty] | 1591 | 47700 | 795 | 13.25 | 2.5996 | kW
[6 empty] | 1592 | 47730 | 795.5 | 13.2583 | 2.5964 | kW
[6 empty] | 1593 | 47760 | 796 | 13.2667 | 2.5933 | kW
[6 empty] | 1594 | 47790 | 796.5 | 13.275 | 2.5902 | kW
[6 empty] | 1595 | 47820 | 797 | 13.2833 | 2.587 | kW
[6 empty] | 1596 | 47850 | 797.5 | 13.2917 | 2.5839 | kW
[6 empty] | 1597 | 47880 | 798 | 13.3 | 2.5807 | kW
[6 empty] | 1598 | 47910 | 798.5 | 13.3083 | 2.5776 | kW
[6 empty] | 1599 | 47940 | 799 | 13.3167 | 2.5745 | kW
[6 empty] | 1600 | 47970 | 799.5 | 13.325 | 2.5715 | kW
[6 empty] | 1601 | 48000 | 800 | 13.3333 | 2.5684 | kW
[6 empty] | 1602 | 48030 | 800.5 | 13.3417 | 2.5653 | kW
[6 empty] | 1603 | 48060 | 801 | 13.35 | 2.5621 | kW
[6 empty] | 1604 | 48090 | 801.5 | 13.3583 | 2.559 | kW
[6 empty] | 1605 | 48120 | 802 | 13.3667 | 2.5559 | kW
[6 empty] | 1606 | 48150 | 802.5 | 13.375 | 2.5528 | kW
[6 empty] | 1607 | 48180 | 803 | 13.3833 | 2.5497 | kW
[6 empty] | 1608 | 48210 | 803.5 | 13.3917 | 2.5465 | kW
[6 empty] | 1609 | 48240 | 804 | 13.4 | 2.5434 | kW
[6 empty] | 1610 | 48270 | 804.5 | 13.4083 | 2.5403 | kW
[6 empty] | 1611 | 48300 | 805 | 13.4167 | 2.5372 | kW
[6 empty] | 1612 | 48330 | 805.5 | 13.425 | 2.534 | kW
[6 empty] | 1613 | 48360 | 806 | 13.4333 | 2.5309 | kW
[6 empty] | 1614 | 48390 | 806.5 | 13.4417 | 2.5278 | kW
[6 empty] | 1615 | 48420 | 807 | 13.45 | 2.5247 | kW
[6 empty] | 1616 | 48450 | 807.5 | 13.4583 | 2.5215 | kW
[6 empty] | 1617 | 48480 | 808 | 13.4667 | 2.5184 | kW
[6 empty] | 1618 | 48510 | 808.5 | 13.475 | 2.5153 | kW
[6 empty] | 1619 | 48540 | 809 | 13.4833 | 2.5122 | kW
[6 empty] | 1620 | 48570 | 809.5 | 13.4917 | 2.5091 | kW
[6 empty] | 1621 | 48600 | 810 | 13.5 | 2.5059 | kW
[6 empty] | 1622 | 48630 | 810.5 | 13.5083 | 2.5029 | kW
[6 empty] | 1623 | 48660 | 811 | 13.5167 | 2.501 | kW
[6 empty] | 1624 | 48690 | 811.5 | 13.525 | 2.498 | kW
[6 empty] | 1625 | 48720 | 812 | 13.5333 | 2.4949 | kW
[6 empty] | 1626 | 48750 | 812.5 | 13.5417 | 2.4919 | kW
[6 empty] | 1627 | 48780 | 813 | 13.55 | 2.4889 | kW
[6 empty] | 1628 | 48810 | 813.5 | 13.5583 | 2.4859 | kW
[6 empty] | 1629 | 48840 | 814 | 13.5667 | 2.4829 | kW
[6 empty] | 1630 | 48870 | 814.5 | 13.575 | 2.4799 | kW
[6 empty] | 1631 | 48900 | 815 | 13.5833 | 2.4768 | kW
[6 empty] | 1632 | 48930 | 815.5 | 13.5917 | 2.4738 | kW
[6 empty] | 1633 | 48960 | 816 | 13.6 | 2.4708 | kW
[6 empty] | 1634 | 48990 | 816.5 | 13.6083 | 2.4678 | kW
[6 empty] | 1635 | 49020 | 817 | 13.6167 | 2.4648 | kW
[6 empty] | 1636 | 49050 | 817.5 | 13.625 | 2.4618 | kW
[6 empty] | 1637 | 49080 | 818 | 13.6333 | 2.4587 | kW
[6 empty] | 1638 | 49110 | 818.5 | 13.6417 | 2.4557 | kW
[6 empty] | 1639 | 49140 | 819 | 13.65 | 2.4527 | kW
[6 empty] | 1640 | 49170 | 819.5 | 13.6583 | 2.4497 | kW
[6 empty] | 1641 | 49200 | 820 | 13.6667 | 2.4467 | kW
[6 empty] | 1642 | 49230 | 820.5 | 13.675 | 2.4437 | kW
[6 empty] | 1643 | 49260 | 821 | 13.6833 | 2.4406 | kW
[6 empty] | 1644 | 49290 | 821.5 | 13.6917 | 2.4376 | kW
[6 empty] | 1645 | 49320 | 822 | 13.7 | 2.4348 | kW
[6 empty] | 1646 | 49350 | 822.5 | 13.7083 | 2.4331 | kW
[6 empty] | 1647 | 49380 | 823 | 13.7167 | 2.4302 | kW
[6 empty] | 1648 | 49410 | 823.5 | 13.725 | 2.4273 | kW
[6 empty] | 1649 | 49440 | 824 | 13.7333 | 2.4244 | kW
[6 empty] | 1650 | 49470 | 824.5 | 13.7417 | 2.4215 | kW
[6 empty] | 1651 | 49500 | 825 | 13.75 | 2.4186 | kW
[6 empty] | 1652 | 49530 | 825.5 | 13.7583 | 2.4157 | kW
[6 empty] | 1653 | 49560 | 826 | 13.7667 | 2.4129 | kW
[6 empty] | 1654 | 49590 | 826.5 | 13.775 | 2.41 | kW
[6 empty] | 1655 | 49620 | 827 | 13.7833 | 2.4071 | kW
[6 empty] | 1656 | 49650 | 827.5 | 13.7917 | 2.4042 | kW
[6 empty] | 1657 | 49680 | 828 | 13.8 | 2.4013 | kW
[6 empty] | 1658 | 49710 | 828.5 | 13.8083 | 2.3984 | kW
[6 empty] | 1659 | 49740 | 829 | 13.8167 | 2.3955 | kW
[6 empty] | 1660 | 49770 | 829.5 | 13.825 | 2.3926 | kW
[6 empty] | 1661 | 49800 | 830 | 13.8333 | 2.3897 | kW
[6 empty] | 1662 | 49830 | 830.5 | 13.8417 | 2.3868 | kW
[6 empty] | 1663 | 49860 | 831 | 13.85 | 2.3839 | kW
[6 empty] | 1664 | 49890 | 831.5 | 13.8583 | 2.381 | kW
[6 empty] | 1665 | 49920 | 832 | 13.8667 | 2.3782 | kW
[6 empty] | 1666 | 49950 | 832.5 | 13.875 | 2.3753 | kW
[6 empty] | 1667 | 49980 | 833 | 13.8833 | 2.3724 | kW
[6 empty] | 1668 | 50010 | 833.5 | 13.8917 | 2.3695 | kW
[6 empty] | 1669 | 50040 | 834 | 13.9 | 2.3669 | kW
[6 empty] | 1670 | 50070 | 834.5 | 13.9083 | 2.3641 | kW
[6 empty] | 1671 | 50100 | 835 | 13.9167 | 2.3613 | kW
[6 empty] | 1672 | 50130 | 835.5 | 13.925 | 2.3586 | kW
[6 empty] | 1673 | 50160 | 836 | 13.9333 | 2.3559 | kW
[6 empty] | 1674 | 50190 | 836.5 | 13.9417 | 2.3531 | kW
[6 empty] | 1675 | 50220 | 837 | 13.95 | 2.3504 | kW
[6 empty] | 1676 | 50250 | 837.5 | 13.9583 | 2.3477 | kW
[6 empty] | 1677 | 50280 | 838 | 13.9667 | 2.345 | kW
[6 empty] | 1678 | 50310 | 838.5 | 13.975 | 2.3423 | kW
[6 empty] | 1679 | 50340 | 839 | 13.9833 | 2.3396 | kW
[6 empty] | 1680 | 50370 | 839.5 | 13.9917 | 2.3369 | kW
[6 empty] | 1681 | 50400 | 840 | 14 | 2.3342 | kW
[6 empty] | 1682 | 50430 | 840.5 | 14.0083 | 2.3315 | kW
[6 empty] | 1683 | 50460 | 841 | 14.0167 | 2.3289 | kW
[6 empty] | 1684 | 50490 | 841.5 | 14.025 | 2.3235 | kW
[6 empty] | 1685 | 50520 | 842 | 14.0333 | 2.3215 | kW
[6 empty] | 1686 | 50550 | 842.5 | 14.0417 | 2.3161 | kW
[6 empty] | 1687 | 50580 | 843 | 14.05 | 2.3161 | kW
[6 empty] | 1688 | 50610 | 843.5 | 14.0583 | 2.3138 | kW
[6 empty] | 1689 | 50640 | 844 | 14.0667 | 2.3093 | kW
[6 empty] | 1690 | 50670 | 844.5 | 14.075 | 2.3093 | kW
[6 empty] | 1691 | 50700 | 845 | 14.0833 | 2.3065 | kW
[6 empty] | 1692 | 50730 | 845.5 | 14.0917 | 2.3028 | kW
[6 empty] | 1693 | 50760 | 846 | 14.1 | 2.3028 | kW
[6 empty] | 1694 | 50790 | 846.5 | 14.1083 | 2.2998 | kW
[6 empty] | 1695 | 50820 | 847 | 14.1167 | 2.2961 | kW
[6 empty] | 1696 | 50850 | 847.5 | 14.125 | 2.2947 | kW
[6 empty] | 1697 | 50880 | 848 | 14.1333 | 2.2933 | kW
[6 empty] | 1698 | 50910 | 848.5 | 14.1417 | 2.2918 | kW
[6 empty] | 1699 | 50940 | 849 | 14.15 | 2.2904 | kW
[6 empty] | 1700 | 50970 | 849.5 | 14.1583 | 2.289 | kW
[6 empty] | 1701 | 51000 | 850 | 14.1667 | 2.2876 | kW
[6 empty] | 1702 | 51030 | 850.5 | 14.175 | 2.2847 | kW
[6 empty] | 1703 | 51060 | 851 | 14.1833 | 2.2829 | kW
[6 empty] | 1704 | 51090 | 851.5 | 14.1917 | 2.2811 | kW
[6 empty] | 1705 | 51120 | 852 | 14.2 | 2.2793 | kW
[6 empty] | 1706 | 51150 | 852.5 | 14.2083 | 2.2776 | kW
[6 empty] | 1707 | 51180 | 853 | 14.2167 | 2.2758 | kW
[6 empty] | 1708 | 51210 | 853.5 | 14.225 | 2.274 | kW
[6 empty] | 1709 | 51240 | 854 | 14.2333 | 2.2723 | kW
[6 empty] | 1710 | 51270 | 854.5 | 14.2417 | 2.2705 | kW
[6 empty] | 1711 | 51300 | 855 | 14.25 | 2.2688 | kW
[6 empty] | 1712 | 51330 | 855.5 | 14.2583 | 2.267 | kW
[6 empty] | 1713 | 51360 | 856 | 14.2667 | 2.2653 | kW
[6 empty] | 1714 | 51390 | 856.5 | 14.275 | 2.2635 | kW
[6 empty] | 1715 | 51420 | 857 | 14.2833 | 2.2618 | kW
[6 empty] | 1716 | 51450 | 857.5 | 14.2917 | 2.26 | kW
[6 empty] | 1717 | 51480 | 858 | 14.3 | 2.2587 | kW
[6 empty] | 1718 | 51510 | 858.5 | 14.3083 | 2.2571 | kW
[6 empty] | 1719 | 51540 | 859 | 14.3167 | 2.2555 | kW
[6 empty] | 1720 | 51570 | 859.5 | 14.325 | 2.2538 | kW
[6 empty] | 1721 | 51600 | 860 | 14.3333 | 2.2522 | kW
[6 empty] | 1722 | 51630 | 860.5 | 14.3417 | 2.2505 | kW
[6 empty] | 1723 | 51660 | 861 | 14.35 | 2.2489 | kW
[6 empty] | 1724 | 51690 | 861.5 | 14.3583 | 2.2476 | kW
[6 empty] | 1725 | 51720 | 862 | 14.3667 | 2.2464 | kW
[6 empty] | 1726 | 51750 | 862.5 | 14.375 | 2.2449 | kW
[6 empty] | 1727 | 51780 | 863 | 14.3833 | 2.2434 | kW
[6 empty] | 1728 | 51810 | 863.5 | 14.3917 | 2.2419 | kW
[6 empty] | 1729 | 51840 | 864 | 14.4 | 2.2404 | kW
[6 empty] | 1730 | 51870 | 864.5 | 14.4083 | 2.2389 | kW
[6 empty] | 1731 | 51900 | 865 | 14.4167 | 2.2375 | kW
[6 empty] | 1732 | 51930 | 865.5 | 14.425 | 2.2368 | kW
[6 empty] | 1733 | 51960 | 866 | 14.4333 | 2.2355 | kW
[6 empty] | 1734 | 51990 | 866.5 | 14.4417 | 2.2343 | kW
[6 empty] | 1735 | 52020 | 867 | 14.45 | 2.233 | kW
[6 empty] | 1736 | 52050 | 867.5 | 14.4583 | 2.2318 | kW
[6 empty] | 1737 | 52080 | 868 | 14.4667 | 2.2305 | kW
[6 empty] | 1738 | 52110 | 868.5 | 14.475 | 2.2293 | kW
[6 empty] | 1739 | 52140 | 869 | 14.4833 | 2.2281 | kW
[6 empty] | 1740 | 52170 | 869.5 | 14.4917 | 2.2269 | kW
[6 empty] | 1741 | 52200 | 870 | 14.5 | 2.2257 | kW
[6 empty] | 1742 | 52230 | 870.5 | 14.5083 | 2.2244 | kW
[6 empty] | 1743 | 52260 | 871 | 14.5167 | 2.2232 | kW
[6 empty] | 1744 | 52290 | 871.5 | 14.525 | 2.2221 | kW
[6 empty] | 1745 | 52320 | 872 | 14.5333 | 2.2209 | kW
[6 empty] | 1746 | 52350 | 872.5 | 14.5417 | 2.2197 | kW
[6 empty] | 1747 | 52380 | 873 | 14.55 | 2.2186 | kW
[6 empty] | 1748 | 52410 | 873.5 | 14.5583 | 2.2181 | kW
[6 empty] | 1749 | 52440 | 874 | 14.5667 | 2.2171 | kW
[6 empty] | 1750 | 52470 | 874.5 | 14.575 | 2.2161 | kW
[6 empty] | 1751 | 52500 | 875 | 14.5833 | 2.2151 | kW
[6 empty] | 1752 | 52530 | 875.5 | 14.5917 | 2.2142 | kW
[6 empty] | 1753 | 52560 | 876 | 14.6 | 2.2132 | kW
[6 empty] | 1754 | 52590 | 876.5 | 14.6083 | 2.2123 | kW
[6 empty] | 1755 | 52620 | 877 | 14.6167 | 2.2113 | kW
[6 empty] | 1756 | 52650 | 877.5 | 14.625 | 2.2104 | kW
[6 empty] | 1757 | 52680 | 878 | 14.6333 | 2.2095 | kW
[6 empty] | 1758 | 52710 | 878.5 | 14.6417 | 2.2086 | kW
[6 empty] | 1759 | 52740 | 879 | 14.65 | 2.2078 | kW
[6 empty] | 1760 | 52770 | 879.5 | 14.6583 | 2.2069 | kW
[6 empty] | 1761 | 52800 | 880 | 14.6667 | 2.2061 | kW
[6 empty] | 1762 | 52830 | 880.5 | 14.675 | 2.2053 | kW
[6 empty] | 1763 | 52860 | 881 | 14.6833 | 2.2045 | kW
[6 empty] | 1764 | 52890 | 881.5 | 14.6917 | 2.2039 | kW
[6 empty] | 1765 | 52920 | 882 | 14.7 | 2.2032 | kW
[6 empty] | 1766 | 52950 | 882.5 | 14.7083 | 2.2025 | kW
[6 empty] | 1767 | 52980 | 883 | 14.7167 | 2.2018 | kW
[6 empty] | 1768 | 53010 | 883.5 | 14.725 | 2.2011 | kW
[6 empty] | 1769 | 53040 | 884 | 14.7333 | 2.2004 | kW
[6 empty] | 1770 | 53070 | 884.5 | 14.7417 | 2.1998 | kW
[6 empty] | 1771 | 53100 | 885 | 14.75 | 2.1991 | kW
[6 empty] | 1772 | 53130 | 885.5 | 14.7583 | 2.1985 | kW
[6 empty] | 1773 | 53160 | 886 | 14.7667 | 2.1979 | kW
[6 empty] | 1774 | 53190 | 886.5 | 14.775 | 2.1973 | kW
[6 empty] | 1775 | 53220 | 887 | 14.7833 | 2.1968 | kW
[6 empty] | 1776 | 53250 | 887.5 | 14.7917 | 2.1962 | kW
[6 empty] | 1777 | 53280 | 888 | 14.8 | 2.1957 | kW
[6 empty] | 1778 | 53310 | 888.5 | 14.8083 | 2.1952 | kW
[6 empty] | 1779 | 53340 | 889 | 14.8167 | 2.1947 | kW
[6 empty] | 1780 | 53370 | 889.5 | 14.825 | 2.1942 | kW
[6 empty] | 1781 | 53400 | 890 | 14.8333 | 2.1938 | kW
[6 empty] | 1782 | 53430 | 890.5 | 14.8417 | 2.1933 | kW
[6 empty] | 1783 | 53460 | 891 | 14.85 | 2.1929 | kW
[6 empty] | 1784 | 53490 | 891.5 | 14.8583 | 2.1925 | kW
[6 empty] | 1785 | 53520 | 892 | 14.8667 | 2.1921 | kW
[6 empty] | 1786 | 53550 | 892.5 | 14.875 | 2.1917 | kW
[6 empty] | 1787 | 53580 | 893 | 14.8833 | 2.1913 | kW
[6 empty] | 1788 | 53610 | 893.5 | 14.8917 | 2.1909 | kW
[6 empty] | 1789 | 53640 | 894 | 14.9 | 2.1906 | kW
[6 empty] | 1790 | 53670 | 894.5 | 14.9083 | 2.1902 | kW
[6 empty] | 1791 | 53700 | 895 | 14.9167 | 2.1899 | kW
[6 empty] | 1792 | 53730 | 895.5 | 14.925 | 2.1896 | kW
[6 empty] | 1793 | 53760 | 896 | 14.9333 | 2.1893 | kW
[6 empty] | 1794 | 53790 | 896.5 | 14.9417 | 2.1891 | kW
[6 empty] | 1795 | 53820 | 897 | 14.95 | 2.1888 | kW
[6 empty] | 1796 | 53850 | 897.5 | 14.9583 | 2.1885 | kW
[6 empty] | 1797 | 53880 | 898 | 14.9667 | 2.1883 | kW
[6 empty] | 1798 | 53910 | 898.5 | 14.975 | 2.1881 | kW
[6 empty] | 1799 | 53940 | 899 | 14.9833 | 2.1879 | kW
[6 empty] | 1800 | 53970 | 899.5 | 14.9917 | 2.1877 | kW
[6 empty] | 1801 | 54000 | 900 | 15 | 2.1875 | kW
[6 empty] | 1802 | 54030 | 900.5 | 15.0083 | 2.1873 | kW
[6 empty] | 1803 | 54060 | 901 | 15.0167 | 2.1872 | kW
[6 empty] | 1804 | 54090 | 901.5 | 15.025 | 2.1871 | kW
[6 empty] | 1805 | 54120 | 902 | 15.0333 | 2.187 | kW
[6 empty] | 1806 | 54150 | 902.5 | 15.0417 | 2.187 | kW
[6 empty] | 1807 | 54180 | 903 | 15.05 | 2.187 | kW
[6 empty] | 1808 | 54210 | 903.5 | 15.0583 | 2.187 | kW
[6 empty] | 1809 | 54240 | 904 | 15.0667 | 2.1871 | kW
[6 empty] | 1810 | 54270 | 904.5 | 15.075 | 2.1872 | kW
[6 empty] | 1811 | 54300 | 905 | 15.0833 | 2.1873 | kW
[6 empty] | 1812 | 54330 | 905.5 | 15.0917 | 2.1875 | kW
[6 empty] | 1813 | 54360 | 906 | 15.1 | 2.1876 | kW
[6 empty] | 1814 | 54390 | 906.5 | 15.1083 | 2.1878 | kW
[6 empty] | 1815 | 54420 | 907 | 15.1167 | 2.188 | kW
[6 empty] | 1816 | 54450 | 907.5 | 15.125 | 2.1882 | kW
[6 empty] | 1817 | 54480 | 908 | 15.1333 | 2.1887 | kW
[6 empty] | 1818 | 54510 | 908.5 | 15.1417 | 2.1891 | kW
[6 empty] | 1819 | 54540 | 909 | 15.15 | 2.1894 | kW
[6 empty] | 1820 | 54570 | 909.5 | 15.1583 | 2.1897 | kW
[6 empty] | 1821 | 54600 | 910 | 15.1667 | 2.19 | kW
[6 empty] | 1822 | 54630 | 910.5 | 15.175 | 2.1903 | kW
[6 empty] | 1823 | 54660 | 911 | 15.1833 | 2.1914 | kW
[6 empty] | 1824 | 54690 | 911.5 | 15.1917 | 2.1922 | kW
[6 empty] | 1825 | 54720 | 912 | 15.2 | 2.1927 | kW
[6 empty] | 1826 | 54750 | 912.5 | 15.2083 | 2.1931 | kW
[6 empty] | 1827 | 54780 | 913 | 15.2167 | 2.1936 | kW
[6 empty] | 1828 | 54810 | 913.5 | 15.225 | 2.1941 | kW
[6 empty] | 1829 | 54840 | 914 | 15.2333 | 2.1946 | kW
[6 empty] | 1830 | 54870 | 914.5 | 15.2417 | 2.1951 | kW
[6 empty] | 1831 | 54900 | 915 | 15.25 | 2.1956 | kW
[6 empty] | 1832 | 54930 | 915.5 | 15.2583 | 2.196 | kW
[6 empty] | 1833 | 54960 | 916 | 15.2667 | 2.1965 | kW
[6 empty] | 1834 | 54990 | 916.5 | 15.275 | 2.197 | kW
[6 empty] | 1835 | 55020 | 917 | 15.2833 | 2.1985 | kW
[6 empty] | 1836 | 55050 | 917.5 | 15.2917 | 2.1997 | kW
[6 empty] | 1837 | 55080 | 918 | 15.3 | 2.2004 | kW
[6 empty] | 1838 | 55110 | 918.5 | 15.3083 | 2.2011 | kW
[6 empty] | 1839 | 55140 | 919 | 15.3167 | 2.2018 | kW
[6 empty] | 1840 | 55170 | 919.5 | 15.325 | 2.2025 | kW
[6 empty] | 1841 | 55200 | 920 | 15.3333 | 2.2032 | kW
[6 empty] | 1842 | 55230 | 920.5 | 15.3417 | 2.204 | kW
[6 empty] | 1843 | 55260 | 921 | 15.35 | 2.2047 | kW
[6 empty] | 1844 | 55290 | 921.5 | 15.3583 | 2.2054 | kW
[6 empty] | 1845 | 55320 | 922 | 15.3667 | 2.2061 | kW
[6 empty] | 1846 | 55350 | 922.5 | 15.375 | 2.2068 | kW
[6 empty] | 1847 | 55380 | 923 | 15.3833 | 2.2085 | kW
[6 empty] | 1848 | 55410 | 923.5 | 15.3917 | 2.2099 | kW
[6 empty] | 1849 | 55440 | 924 | 15.4 | 2.2109 | kW
[6 empty] | 1850 | 55470 | 924.5 | 15.4083 | 2.2118 | kW
[6 empty] | 1851 | 55500 | 925 | 15.4167 | 2.2128 | kW
[6 empty] | 1852 | 55530 | 925.5 | 15.425 | 2.2137 | kW
[6 empty] | 1853 | 55560 | 926 | 15.4333 | 2.2147 | kW
[6 empty] | 1854 | 55590 | 926.5 | 15.4417 | 2.2156 | kW
[6 empty] | 1855 | 55620 | 927 | 15.45 | 2.2166 | kW
[6 empty] | 1856 | 55650 | 927.5 | 15.4583 | 2.2175 | kW
[6 empty] | 1857 | 55680 | 928 | 15.4667 | 2.2185 | kW
[6 empty] | 1858 | 55710 | 928.5 | 15.475 | 2.2194 | kW
[6 empty] | 1859 | 55740 | 929 | 15.4833 | 2.2211 | kW
[6 empty] | 1860 | 55770 | 929.5 | 15.4917 | 2.2228 | kW
[6 empty] | 1861 | 55800 | 930 | 15.5 | 2.224 | kW
[6 empty] | 1862 | 55830 | 930.5 | 15.5083 | 2.2252 | kW
[6 empty] | 1863 | 55860 | 931 | 15.5167 | 2.2264 | kW
[6 empty] | 1864 | 55890 | 931.5 | 15.525 | 2.2276 | kW
[6 empty] | 1865 | 55920 | 932 | 15.5333 | 2.2288 | kW
[6 empty] | 1866 | 55950 | 932.5 | 15.5417 | 2.2301 | kW
[6 empty] | 1867 | 55980 | 933 | 15.55 | 2.2313 | kW
[6 empty] | 1868 | 56010 | 933.5 | 15.5583 | 2.2326 | kW
[6 empty] | 1869 | 56040 | 934 | 15.5667 | 2.2338 | kW
[6 empty] | 1870 | 56070 | 934.5 | 15.575 | 2.2351 | kW
[6 empty] | 1871 | 56100 | 935 | 15.5833 | 2.2364 | kW
[6 empty] | 1872 | 56130 | 935.5 | 15.5917 | 2.2377 | kW
[6 empty] | 1873 | 56160 | 936 | 15.6 | 2.239 | kW
[6 empty] | 1874 | 56190 | 936.5 | 15.6083 | 2.2403 | kW
[6 empty] | 1875 | 56220 | 937 | 15.6167 | 2.2416 | kW
[6 empty] | 1876 | 56250 | 937.5 | 15.625 | 2.2429 | kW
[6 empty] | 1877 | 56280 | 938 | 15.6333 | 2.2443 | kW
[6 empty] | 1878 | 56310 | 938.5 | 15.6417 | 2.2458 | kW
[6 empty] | 1879 | 56340 | 939 | 15.65 | 2.2476 | kW
[6 empty] | 1880 | 56370 | 939.5 | 15.6583 | 2.2491 | kW
[6 empty] | 1881 | 56400 | 940 | 15.6667 | 2.2506 | kW
[6 empty] | 1882 | 56430 | 940.5 | 15.675 | 2.2521 | kW
[6 empty] | 1883 | 56460 | 941 | 15.6833 | 2.2535 | kW
[6 empty] | 1884 | 56490 | 941.5 | 15.6917 | 2.2551 | kW
[6 empty] | 1885 | 56520 | 942 | 15.7 | 2.2566 | kW
[6 empty] | 1886 | 56550 | 942.5 | 15.7083 | 2.2581 | kW
[6 empty] | 1887 | 56580 | 943 | 15.7167 | 2.2597 | kW
[6 empty] | 1888 | 56610 | 943.5 | 15.725 | 2.2612 | kW
[6 empty] | 1889 | 56640 | 944 | 15.7333 | 2.2628 | kW
[6 empty] | 1890 | 56670 | 944.5 | 15.7417 | 2.2644 | kW
[6 empty] | 1891 | 56700 | 945 | 15.75 | 2.266 | kW
[6 empty] | 1892 | 56730 | 945.5 | 15.7583 | 2.2676 | kW
[6 empty] | 1893 | 56760 | 946 | 15.7667 | 2.2693 | kW
[6 empty] | 1894 | 56790 | 946.5 | 15.775 | 2.2709 | kW
[6 empty] | 1895 | 56820 | 947 | 15.7833 | 2.2726 | kW
[6 empty] | 1896 | 56850 | 947.5 | 15.7917 | 2.2742 | kW
[6 empty] | 1897 | 56880 | 948 | 15.8 | 2.2759 | kW
[6 empty] | 1898 | 56910 | 948.5 | 15.8083 | 2.2776 | kW
[6 empty] | 1899 | 56940 | 949 | 15.8167 | 2.2793 | kW
[6 empty] | 1900 | 56970 | 949.5 | 15.825 | 2.2811 | kW
[6 empty] | 1901 | 57000 | 950 | 15.8333 | 2.2828 | kW
[6 empty] | 1902 | 57030 | 950.5 | 15.8417 | 2.2846 | kW
[6 empty] | 1903 | 57060 | 951 | 15.85 | 2.2863 | kW
[6 empty] | 1904 | 57090 | 951.5 | 15.8583 | 2.2881 | kW
[6 empty] | 1905 | 57120 | 952 | 15.8667 | 2.2899 | kW
[6 empty] | 1906 | 57150 | 952.5 | 15.875 | 2.2917 | kW
[6 empty] | 1907 | 57180 | 953 | 15.8833 | 2.2935 | kW
[6 empty] | 1908 | 57210 | 953.5 | 15.8917 | 2.2953 | kW
[6 empty] | 1909 | 57240 | 954 | 15.9 | 2.2971 | kW
[6 empty] | 1910 | 57270 | 954.5 | 15.9083 | 2.299 | kW
[6 empty] | 1911 | 57300 | 955 | 15.9167 | 2.3008 | kW
[6 empty] | 1912 | 57330 | 955.5 | 15.925 | 2.3027 | kW
[6 empty] | 1913 | 57360 | 956 | 15.9333 | 2.3045 | kW
[6 empty] | 1914 | 57390 | 956.5 | 15.9417 | 2.3064 | kW
[6 empty] | 1915 | 57420 | 957 | 15.95 | 2.3083 | kW
[6 empty] | 1916 | 57450 | 957.5 | 15.9583 | 2.3102 | kW
[6 empty] | 1917 | 57480 | 958 | 15.9667 | 2.3121 | kW
[6 empty] | 1918 | 57510 | 958.5 | 15.975 | 2.3141 | kW
[6 empty] | 1919 | 57540 | 959 | 15.9833 | 2.316 | kW
[6 empty] | 1920 | 57570 | 959.5 | 15.9917 | 2.3179 | kW
[6 empty] | 1921 | 57600 | 960 | 16 | 2.3199 | kW
[6 empty] | 1922 | 57630 | 960.5 | 16.0083 | 2.3218 | kW
[6 empty] | 1923 | 57660 | 961 | 16.0167 | 2.3238 | kW
[6 empty] | 1924 | 57690 | 961.5 | 16.025 | 2.3258 | kW
[6 empty] | 1925 | 57720 | 962 | 16.0333 | 2.3278 | kW
[6 empty] | 1926 | 57750 | 962.5 | 16.0417 | 2.3298 | kW
[6 empty] | 1927 | 57780 | 963 | 16.05 | 2.3319 | kW
[6 empty] | 1928 | 57810 | 963.5 | 16.0583 | 2.334 | kW
[6 empty] | 1929 | 57840 | 964 | 16.0667 | 2.3361 | kW
[6 empty] | 1930 | 57870 | 964.5 | 16.075 | 2.3383 | kW
[6 empty] | 1931 | 57900 | 965 | 16.0833 | 2.3404 | kW
[6 empty] | 1932 | 57930 | 965.5 | 16.0917 | 2.3426 | kW
[6 empty] | 1933 | 57960 | 966 | 16.1 | 2.3448 | kW
[6 empty] | 1934 | 57990 | 966.5 | 16.1083 | 2.347 | kW
[6 empty] | 1935 | 58020 | 967 | 16.1167 | 2.3493 | kW
[6 empty] | 1936 | 58050 | 967.5 | 16.125 | 2.3515 | kW
[6 empty] | 1937 | 58080 | 968 | 16.1333 | 2.3538 | kW
[6 empty] | 1938 | 58110 | 968.5 | 16.1417 | 2.3562 | kW
[6 empty] | 1939 | 58140 | 969 | 16.15 | 2.3585 | kW
[6 empty] | 1940 | 58170 | 969.5 | 16.1583 | 2.3608 | kW
[6 empty] | 1941 | 58200 | 970 | 16.1667 | 2.3631 | kW
[6 empty] | 1942 | 58230 | 970.5 | 16.175 | 2.3654 | kW
[6 empty] | 1943 | 58260 | 971 | 16.1833 | 2.3677 | kW
[6 empty] | 1944 | 58290 | 971.5 | 16.1917 | 2.3704 | kW
[6 empty] | 1945 | 58320 | 972 | 16.2 | 2.3736 | kW
[6 empty] | 1946 | 58350 | 972.5 | 16.2083 | 2.3761 | kW
[6 empty] | 1947 | 58380 | 973 | 16.2167 | 2.3785 | kW
[6 empty] | 1948 | 58410 | 973.5 | 16.225 | 2.3809 | kW
[6 empty] | 1949 | 58440 | 974 | 16.2333 | 2.3834 | kW
[6 empty] | 1950 | 58470 | 974.5 | 16.2417 | 2.3858 | kW
[6 empty] | 1951 | 58500 | 975 | 16.25 | 2.3883 | kW
[6 empty] | 1952 | 58530 | 975.5 | 16.2583 | 2.3907 | kW
[6 empty] | 1953 | 58560 | 976 | 16.2667 | 2.3931 | kW
[6 empty] | 1954 | 58590 | 976.5 | 16.275 | 2.3956 | kW
[6 empty] | 1955 | 58620 | 977 | 16.2833 | 2.398 | kW
[6 empty] | 1956 | 58650 | 977.5 | 16.2917 | 2.4005 | kW
[6 empty] | 1957 | 58680 | 978 | 16.3 | 2.4029 | kW
[6 empty] | 1958 | 58710 | 978.5 | 16.3083 | 2.4053 | kW
[6 empty] | 1959 | 58740 | 979 | 16.3167 | 2.4078 | kW
[6 empty] | 1960 | 58770 | 979.5 | 16.325 | 2.4102 | kW
[6 empty] | 1961 | 58800 | 980 | 16.3333 | 2.4141 | kW
[6 empty] | 1962 | 58830 | 980.5 | 16.3417 | 2.4169 | kW
[6 empty] | 1963 | 58860 | 981 | 16.35 | 2.4195 | kW
[6 empty] | 1964 | 58890 | 981.5 | 16.3583 | 2.4221 | kW
[6 empty] | 1965 | 58920 | 982 | 16.3667 | 2.4247 | kW
[6 empty] | 1966 | 58950 | 982.5 | 16.375 | 2.4274 | kW
[6 empty] | 1967 | 58980 | 983 | 16.3833 | 2.43 | kW
[6 empty] | 1968 | 59010 | 983.5 | 16.3917 | 2.4326 | kW
[6 empty] | 1969 | 59040 | 984 | 16.4 | 2.4352 | kW
[6 empty] | 1970 | 59070 | 984.5 | 16.4083 | 2.4379 | kW
[6 empty] | 1971 | 59100 | 985 | 16.4167 | 2.4405 | kW
[6 empty] | 1972 | 59130 | 985.5 | 16.425 | 2.4431 | kW
[6 empty] | 1973 | 59160 | 986 | 16.4333 | 2.4457 | kW
[6 empty] | 1974 | 59190 | 986.5 | 16.4417 | 2.4484 | kW
[6 empty] | 1975 | 59220 | 987 | 16.45 | 2.451 | kW
[6 empty] | 1976 | 59250 | 987.5 | 16.4583 | 2.4536 | kW
[6 empty] | 1977 | 59280 | 988 | 16.4667 | 2.457 | kW
[6 empty] | 1978 | 59310 | 988.5 | 16.475 | 2.4604 | kW
[6 empty] | 1979 | 59340 | 989 | 16.4833 | 2.4632 | kW
[6 empty] | 1980 | 59370 | 989.5 | 16.4917 | 2.466 | kW
[6 empty] | 1981 | 59400 | 990 | 16.5 | 2.4687 | kW
[6 empty] | 1982 | 59430 | 990.5 | 16.5083 | 2.4715 | kW
[6 empty] | 1983 | 59460 | 991 | 16.5167 | 2.4743 | kW
[6 empty] | 1984 | 59490 | 991.5 | 16.525 | 2.4771 | kW
[6 empty] | 1985 | 59520 | 992 | 16.5333 | 2.4799 | kW
[6 empty] | 1986 | 59550 | 992.5 | 16.5417 | 2.4827 | kW
[6 empty] | 1987 | 59580 | 993 | 16.55 | 2.4855 | kW
[6 empty] | 1988 | 59610 | 993.5 | 16.5583 | 2.4883 | kW
[6 empty] | 1989 | 59640 | 994 | 16.5667 | 2.4912 | kW
[6 empty] | 1990 | 59670 | 994.5 | 16.575 | 2.4996 | kW
[6 empty] | 1991 | 59700 | 995 | 16.5833 | 2.5106 | kW
[6 empty] | 1992 | 59730 | 995.5 | 16.5917 | 2.5216 | kW
[6 empty] | 1993 | 59760 | 996 | 16.6 | 2.5323 | kW
[6 empty] | 1994 | 59790 | 996.5 | 16.6083 | 2.5429 | kW
[6 empty] | 1995 | 59820 | 997 | 16.6167 | 2.5533 | kW
[6 empty] | 1996 | 59850 | 997.5 | 16.625 | 2.5635 | kW
[6 empty] | 1997 | 59880 | 998 | 16.6333 | 2.5735 | kW
[6 empty] | 1998 | 59910 | 998.5 | 16.6417 | 2.5834 | kW
[6 empty] | 1999 | 59940 | 999 | 16.65 | 2.593 | kW
[6 empty] | 2000 | 59970 | 999.5 | 16.6583 | 2.6025 | kW
[6 empty] | 2001 | 60000 | 1000 | 16.6667 | 2.6119 | kW
[6 empty] | 2002 | 60030 | 1000.5 | 16.675 | 2.621 | kW
[6 empty] | 2003 | 60060 | 1001 | 16.6833 | 2.63 | kW
[6 empty] | 2004 | 60090 | 1001.5 | 16.6917 | 2.6388 | kW
[6 empty] | 2005 | 60120 | 1002 | 16.7 | 2.6475 | kW
[6 empty] | 2006 | 60150 | 1002.5 | 16.7083 | 2.656 | kW
[6 empty] | 2007 | 60180 | 1003 | 16.7167 | 2.6644 | kW
[6 empty] | 2008 | 60210 | 1003.5 | 16.725 | 2.6726 | kW
[6 empty] | 2009 | 60240 | 1004 | 16.7333 | 2.6807 | kW
[6 empty] | 2010 | 60270 | 1004.5 | 16.7417 | 2.6886 | kW
[6 empty] | 2011 | 60300 | 1005 | 16.75 | 2.6964 | kW
[6 empty] | 2012 | 60330 | 1005.5 | 16.7583 | 2.704 | kW
[6 empty] | 2013 | 60360 | 1006 | 16.7667 | 2.7116 | kW
[6 empty] | 2014 | 60390 | 1006.5 | 16.775 | 2.7189 | kW
[6 empty] | 2015 | 60420 | 1007 | 16.7833 | 2.7262 | kW
[6 empty] | 2016 | 60450 | 1007.5 | 16.7917 | 2.7333 | kW
[6 empty] | 2017 | 60480 | 1008 | 16.8 | 2.7403 | kW
[6 empty] | 2018 | 60510 | 1008.5 | 16.8083 | 2.7471 | kW
[6 empty] | 2019 | 60540 | 1009 | 16.8167 | 2.7539 | kW
[6 empty] | 2020 | 60570 | 1009.5 | 16.825 | 2.7605 | kW
[6 empty] | 2021 | 60600 | 1010 | 16.8333 | 2.767 | kW
[6 empty] | 2022 | 60630 | 1010.5 | 16.8417 | 2.7734 | kW
[6 empty] | 2023 | 60660 | 1011 | 16.85 | 2.7797 | kW
[6 empty] | 2024 | 60690 | 1011.5 | 16.8583 | 2.7859 | kW
[6 empty] | 2025 | 60720 | 1012 | 16.8667 | 2.7919 | kW
[6 empty] | 2026 | 60750 | 1012.5 | 16.875 | 2.7979 | kW
[6 empty] | 2027 | 60780 | 1013 | 16.8833 | 2.8037 | kW
[6 empty] | 2028 | 60810 | 1013.5 | 16.8917 | 2.8095 | kW
[6 empty] | 2029 | 60840 | 1014 | 16.9 | 2.8151 | kW
[6 empty] | 2030 | 60870 | 1014.5 | 16.9083 | 2.8207 | kW
[6 empty] | 2031 | 60900 | 1015 | 16.9167 | 2.8261 | kW
[6 empty] | 2032 | 60930 | 1015.5 | 16.925 | 2.8315 | kW
[6 empty] | 2033 | 60960 | 1016 | 16.9333 | 2.8368 | kW
[6 empty] | 2034 | 60990 | 1016.5 | 16.9417 | 2.8419 | kW
[6 empty] | 2035 | 61020 | 1017 | 16.95 | 2.847 | kW
[6 empty] | 2036 | 61050 | 1017.5 | 16.9583 | 2.852 | kW
[6 empty] | 2037 | 61080 | 1018 | 16.9667 | 2.8569 | kW
[6 empty] | 2038 | 61110 | 1018.5 | 16.975 | 2.8618 | kW
[6 empty] | 2039 | 61140 | 1019 | 16.9833 | 2.8665 | kW
[6 empty] | 2040 | 61170 | 1019.5 | 16.9917 | 2.8712 | kW
[6 empty] | 2041 | 61200 | 1020 | 17 | 2.8758 | kW
[6 empty] | 2042 | 61230 | 1020.5 | 17.0083 | 2.8803 | kW
[6 empty] | 2043 | 61260 | 1021 | 17.0167 | 2.8847 | kW
[6 empty] | 2044 | 61290 | 1021.5 | 17.025 | 2.889 | kW
[6 empty] | 2045 | 61320 | 1022 | 17.0333 | 2.8932 | kW
[6 empty] | 2046 | 61350 | 1022.5 | 17.0417 | 2.8974 | kW
[6 empty] | 2047 | 61380 | 1023 | 17.05 | 2.9014 | kW
[6 empty] | 2048 | 61410 | 1023.5 | 17.0583 | 2.9054 | kW
[6 empty] | 2049 | 61440 | 1024 | 17.0667 | 2.9093 | kW
[6 empty] | 2050 | 61470 | 1024.5 | 17.075 | 2.9132 | kW
[6 empty] | 2051 | 61500 | 1025 | 17.0833 | 2.9169 | kW
[6 empty] | 2052 | 61530 | 1025.5 | 17.0917 | 2.9206 | kW
[6 empty] | 2053 | 61560 | 1026 | 17.1 | 2.9242 | kW
[6 empty] | 2054 | 61590 | 1026.5 | 17.1083 | 2.9278 | kW
[6 empty] | 2055 | 61620 | 1027 | 17.1167 | 2.9313 | kW
[6 empty] | 2056 | 61650 | 1027.5 | 17.125 | 2.9347 | kW
[6 empty] | 2057 | 61680 | 1028 | 17.1333 | 2.938 | kW
[6 empty] | 2058 | 61710 | 1028.5 | 17.1417 | 2.9413 | kW
[6 empty] | 2059 | 61740 | 1029 | 17.15 | 2.9445 | kW
[6 empty] | 2060 | 61770 | 1029.5 | 17.1583 | 2.9476 | kW
[6 empty] | 2061 | 61800 | 1030 | 17.1667 | 2.9507 | kW
[6 empty] | 2062 | 61830 | 1030.5 | 17.175 | 2.9537 | kW
[6 empty] | 2063 | 61860 | 1031 | 17.1833 | 2.9567 | kW
[6 empty] | 2064 | 61890 | 1031.5 | 17.1917 | 2.9596 | kW
[6 empty] | 2065 | 61920 | 1032 | 17.2 | 2.9624 | kW
[6 empty] | 2066 | 61950 | 1032.5 | 17.2083 | 2.9652 | kW
[6 empty] | 2067 | 61980 | 1033 | 17.2167 | 2.968 | kW
[6 empty] | 2068 | 62010 | 1033.5 | 17.225 | 2.9707 | kW
[6 empty] | 2069 | 62040 | 1034 | 17.2333 | 2.9733 | kW
[6 empty] | 2070 | 62070 | 1034.5 | 17.2417 | 2.9759 | kW
[6 empty] | 2071 | 62100 | 1035 | 17.25 | 2.9784 | kW
[6 empty] | 2072 | 62130 | 1035.5 | 17.2583 | 2.9809 | kW
[6 empty] | 2073 | 62160 | 1036 | 17.2667 | 2.9833 | kW
[6 empty] | 2074 | 62190 | 1036.5 | 17.275 | 2.9857 | kW
[6 empty] | 2075 | 62220 | 1037 | 17.2833 | 2.9881 | kW
[6 empty] | 2076 | 62250 | 1037.5 | 17.2917 | 2.9904 | kW
[6 empty] | 2077 | 62280 | 1038 | 17.3 | 2.9926 | kW
[6 empty] | 2078 | 62310 | 1038.5 | 17.3083 | 2.9948 | kW
[6 empty] | 2079 | 62340 | 1039 | 17.3167 | 2.997 | kW
[6 empty] | 2080 | 62370 | 1039.5 | 17.325 | 2.9991 | kW
[6 empty] | 2081 | 62400 | 1040 | 17.3333 | 3.0013 | kW
[6 empty] | 2082 | 62430 | 1040.5 | 17.3417 | 3.0033 | kW
[6 empty] | 2083 | 62460 | 1041 | 17.35 | 3.0053 | kW
[6 empty] | 2084 | 62490 | 1041.5 | 17.3583 | 3.0073 | kW
[6 empty] | 2085 | 62520 | 1042 | 17.3667 | 3.0092 | kW
[6 empty] | 2086 | 62550 | 1042.5 | 17.375 | 3.0111 | kW
[6 empty] | 2087 | 62580 | 1043 | 17.3833 | 3.013 | kW
[6 empty] | 2088 | 62610 | 1043.5 | 17.3917 | 3.0148 | kW
[6 empty] | 2089 | 62640 | 1044 | 17.4 | 3.0167 | kW
[6 empty] | 2090 | 62670 | 1044.5 | 17.4083 | 3.0184 | kW
[6 empty] | 2091 | 62700 | 1045 | 17.4167 | 3.0202 | kW
[6 empty] | 2092 | 62730 | 1045.5 | 17.425 | 3.0218 | kW
[6 empty] | 2093 | 62760 | 1046 | 17.4333 | 3.0235 | kW
[6 empty] | 2094 | 62790 | 1046.5 | 17.4417 | 3.0251 | kW
[6 empty] | 2095 | 62820 | 1047 | 17.45 | 3.0267 | kW
[6 empty] | 2096 | 62850 | 1047.5 | 17.4583 | 3.0283 | kW
[6 empty] | 2097 | 62880 | 1048 | 17.4667 | 3.03 | kW
[6 empty] | 2098 | 62910 | 1048.5 | 17.475 | 3.0315 | kW
[6 empty] | 2099 | 62940 | 1049 | 17.4833 | 3.033 | kW
[6 empty] | 2100 | 62970 | 1049.5 | 17.4917 | 3.0345 | kW
[6 empty] | 2101 | 63000 | 1050 | 17.5 | 3.0359 | kW
[6 empty] | 2102 | 63030 | 1050.5 | 17.5083 | 3.0373 | kW
[6 empty] | 2103 | 63060 | 1051 | 17.5167 | 3.0387 | kW
[6 empty] | 2104 | 63090 | 1051.5 | 17.525 | 3.04 | kW
[6 empty] | 2105 | 63120 | 1052 | 17.5333 | 3.0413 | kW
[6 empty] | 2106 | 63150 | 1052.5 | 17.5417 | 3.0426 | kW
[6 empty] | 2107 | 63180 | 1053 | 17.55 | 3.0438 | kW
[6 empty] | 2108 | 63210 | 1053.5 | 17.5583 | 3.045 | kW
[6 empty] | 2109 | 63240 | 1054 | 17.5667 | 3.0466 | kW
[6 empty] | 2110 | 63270 | 1054.5 | 17.575 | 3.0478 | kW
[6 empty] | 2111 | 63300 | 1055 | 17.5833 | 3.049 | kW
[6 empty] | 2112 | 63330 | 1055.5 | 17.5917 | 3.0502 | kW
[6 empty] | 2113 | 63360 | 1056 | 17.6 | 3.0513 | kW
[6 empty] | 2114 | 63390 | 1056.5 | 17.6083 | 3.0524 | kW
[6 empty] | 2115 | 63420 | 1057 | 17.6167 | 3.0535 | kW
[6 empty] | 2116 | 63450 | 1057.5 | 17.625 | 3.0546 | kW
[6 empty] | 2117 | 63480 | 1058 | 17.6333 | 3.0556 | kW
[6 empty] | 2118 | 63510 | 1058.5 | 17.6417 | 3.0566 | kW
[6 empty] | 2119 | 63540 | 1059 | 17.65 | 3.0576 | kW
[6 empty] | 2120 | 63570 | 1059.5 | 17.6583 | 3.0585 | kW
[6 empty] | 2121 | 63600 | 1060 | 17.6667 | 3.0597 | kW
[6 empty] | 2122 | 63630 | 1060.5 | 17.675 | 3.0609 | kW
[6 empty] | 2123 | 63660 | 1061 | 17.6833 | 3.0619 | kW
[6 empty] | 2124 | 63690 | 1061.5 | 17.6917 | 3.0628 | kW
[6 empty] | 2125 | 63720 | 1062 | 17.7 | 3.0638 | kW
[6 empty] | 2126 | 63750 | 1062.5 | 17.7083 | 3.0647 | kW
[6 empty] | 2127 | 63780 | 1063 | 17.7167 | 3.0656 | kW
[6 empty] | 2128 | 63810 | 1063.5 | 17.725 | 3.0665 | kW
[6 empty] | 2129 | 63840 | 1064 | 17.7333 | 3.0674 | kW
[6 empty] | 2130 | 63870 | 1064.5 | 17.7417 | 3.0682 | kW
[6 empty] | 2131 | 63900 | 1065 | 17.75 | 3.0691 | kW
[6 empty] | 2132 | 63930 | 1065.5 | 17.7583 | 3.0699 | kW
[6 empty] | 2133 | 63960 | 1066 | 17.7667 | 3.0707 | kW
[6 empty] | 2134 | 63990 | 1066.5 | 17.775 | 3.0714 | kW
[6 empty] | 2135 | 64020 | 1067 | 17.7833 | 3.0722 | kW
[6 empty] | 2136 | 64050 | 1067.5 | 17.7917 | 3.0729 | kW
[6 empty] | 2137 | 64080 | 1068 | 17.8 | 3.0736 | kW
[6 empty] | 2138 | 64110 | 1068.5 | 17.8083 | 3.0743 | kW
[6 empty] | 2139 | 64140 | 1069 | 17.8167 | 3.075 | kW
[6 empty] | 2140 | 64170 | 1069.5 | 17.825 | 3.0759 | kW
[6 empty] | 2141 | 64200 | 1070 | 17.8333 | 3.0768 | kW
[6 empty] | 2142 | 64230 | 1070.5 | 17.8417 | 3.0775 | kW
[6 empty] | 2143 | 64260 | 1071 | 17.85 | 3.0782 | kW
[6 empty] | 2144 | 64290 | 1071.5 | 17.8583 | 3.0788 | kW
[6 empty] | 2145 | 64320 | 1072 | 17.8667 | 3.0795 | kW
[6 empty] | 2146 | 64350 | 1072.5 | 17.875 | 3.0802 | kW
[6 empty] | 2147 | 64380 | 1073 | 17.8833 | 3.0808 | kW
[6 empty] | 2148 | 64410 | 1073.5 | 17.8917 | 3.0814 | kW
[6 empty] | 2149 | 64440 | 1074 | 17.9 | 3.0821 | kW
[6 empty] | 2150 | 64470 | 1074.5 | 17.9083 | 3.0827 | kW
[6 empty] | 2151 | 64500 | 1075 | 17.9167 | 3.0833 | kW
[6 empty] | 2152 | 64530 | 1075.5 | 17.925 | 3.0839 | kW
[6 empty] | 2153 | 64560 | 1076 | 17.9333 | 3.0844 | kW
[6 empty] | 2154 | 64590 | 1076.5 | 17.9417 | 3.085 | kW
[6 empty] | 2155 | 64620 | 1077 | 17.95 | 3.0856 | kW
[6 empty] | 2156 | 64650 | 1077.5 | 17.9583 | 3.0861 | kW
[6 empty] | 2157 | 64680 | 1078 | 17.9667 | 3.0867 | kW
[6 empty] | 2158 | 64710 | 1078.5 | 17.975 | 3.0872 | kW
[6 empty] | 2159 | 64740 | 1079 | 17.9833 | 3.0877 | kW
[6 empty] | 2160 | 64770 | 1079.5 | 17.9917 | 3.0883 | kW
[6 empty] | 2161 | 64800 | 1080 | 18 | 3.0888 | kW
[6 empty] | 2162 | 64830 | 1080.5 | 18.0083 | 3.0894 | kW
[6 empty] | 2163 | 64860 | 1081 | 18.0167 | 3.0899 | kW
[6 empty] | 2164 | 64890 | 1081.5 | 18.025 | 3.0903 | kW
[6 empty] | 2165 | 64920 | 1082 | 18.0333 | 3.0908 | kW
[6 empty] | 2166 | 64950 | 1082.5 | 18.0417 | 3.0912 | kW
[6 empty] | 2167 | 64980 | 1083 | 18.05 | 3.0916 | kW
[6 empty] | 2168 | 65010 | 1083.5 | 18.0583 | 3.092 | kW
[6 empty] | 2169 | 65040 | 1084 | 18.0667 | 3.0924 | kW
[6 empty] | 2170 | 65070 | 1084.5 | 18.075 | 3.0927 | kW
[6 empty] | 2171 | 65100 | 1085 | 18.0833 | 3.0931 | kW
[6 empty] | 2172 | 65130 | 1085.5 | 18.0917 | 3.0934 | kW
[6 empty] | 2173 | 65160 | 1086 | 18.1 | 3.0936 | kW
[6 empty] | 2174 | 65190 | 1086.5 | 18.1083 | 3.0939 | kW
[6 empty] | 2175 | 65220 | 1087 | 18.1167 | 3.0942 | kW
[6 empty] | 2176 | 65250 | 1087.5 | 18.125 | 3.0944 | kW
[6 empty] | 2177 | 65280 | 1088 | 18.1333 | 3.0946 | kW
[6 empty] | 2178 | 65310 | 1088.5 | 18.1417 | 3.0946 | kW
[6 empty] | 2179 | 65340 | 1089 | 18.15 | 3.0947 | kW
[6 empty] | 2180 | 65370 | 1089.5 | 18.1583 | 3.0949 | kW
[6 empty] | 2181 | 65400 | 1090 | 18.1667 | 3.0951 | kW
[6 empty] | 2182 | 65430 | 1090.5 | 18.175 | 3.0952 | kW
[6 empty] | 2183 | 65460 | 1091 | 18.1833 | 3.0954 | kW
[6 empty] | 2184 | 65490 | 1091.5 | 18.1917 | 3.0955 | kW
[6 empty] | 2185 | 65520 | 1092 | 18.2 | 3.0955 | kW
[6 empty] | 2186 | 65550 | 1092.5 | 18.2083 | 3.0954 | kW
[6 empty] | 2187 | 65580 | 1093 | 18.2167 | 3.0955 | kW
[6 empty] | 2188 | 65610 | 1093.5 | 18.225 | 3.0955 | kW
[6 empty] | 2189 | 65640 | 1094 | 18.2333 | 3.0956 | kW
[6 empty] | 2190 | 65670 | 1094.5 | 18.2417 | 3.0957 | kW
[6 empty] | 2191 | 65700 | 1095 | 18.25 | 3.0957 | kW
[6 empty] | 2192 | 65730 | 1095.5 | 18.2583 | 3.0957 | kW
[6 empty] | 2193 | 65760 | 1096 | 18.2667 | 3.095 | kW
[6 empty] | 2194 | 65790 | 1096.5 | 18.275 | 3.095 | kW
[6 empty] | 2195 | 65820 | 1097 | 18.2833 | 3.0949 | kW
[6 empty] | 2196 | 65850 | 1097.5 | 18.2917 | 3.0949 | kW
[6 empty] | 2197 | 65880 | 1098 | 18.3 | 3.0948 | kW
[6 empty] | 2198 | 65910 | 1098.5 | 18.3083 | 3.0948 | kW
[6 empty] | 2199 | 65940 | 1099 | 18.3167 | 3.0947 | kW
[6 empty] | 2200 | 65970 | 1099.5 | 18.325 | 3.0947 | kW
[6 empty] | 2201 | 66000 | 1100 | 18.3333 | 3.0946 | kW
[6 empty] | 2202 | 66030 | 1100.5 | 18.3417 | 3.0946 | kW
[6 empty] | 2203 | 66060 | 1101 | 18.35 | 3.0945 | kW
[6 empty] | 2204 | 66090 | 1101.5 | 18.3583 | 3.0945 | kW
[6 empty] | 2205 | 66120 | 1102 | 18.3667 | 3.0944 | kW
[6 empty] | 2206 | 66150 | 1102.5 | 18.375 | 3.0937 | kW
[6 empty] | 2207 | 66180 | 1103 | 18.3833 | 3.0933 | kW
[6 empty] | 2208 | 66210 | 1103.5 | 18.3917 | 3.0931 | kW
[6 empty] | 2209 | 66240 | 1104 | 18.4 | 3.0929 | kW
[6 empty] | 2210 | 66270 | 1104.5 | 18.4083 | 3.0928 | kW
[6 empty] | 2211 | 66300 | 1105 | 18.4167 | 3.0926 | kW
[6 empty] | 2212 | 66330 | 1105.5 | 18.425 | 3.0924 | kW
[6 empty] | 2213 | 66360 | 1106 | 18.4333 | 3.0922 | kW
[6 empty] | 2214 | 66390 | 1106.5 | 18.4417 | 3.092 | kW
[6 empty] | 2215 | 66420 | 1107 | 18.45 | 3.0919 | kW
[6 empty] | 2216 | 66450 | 1107.5 | 18.4583 | 3.0917 | kW
[6 empty] | 2217 | 66480 | 1108 | 18.4667 | 3.0915 | kW
[6 empty] | 2218 | 66510 | 1108.5 | 18.475 | 3.0913 | kW
[6 empty] | 2219 | 66540 | 1109 | 18.4833 | 3.0908 | kW
[6 empty] | 2220 | 66570 | 1109.5 | 18.4917 | 3.0901 | kW
[6 empty] | 2221 | 66600 | 1110 | 18.5 | 3.0898 | kW
[6 empty] | 2222 | 66630 | 1110.5 | 18.5083 | 3.0895 | kW
[6 empty] | 2223 | 66660 | 1111 | 18.5167 | 3.0892 | kW
[6 empty] | 2224 | 66690 | 1111.5 | 18.525 | 3.0889 | kW
[6 empty] | 2225 | 66720 | 1112 | 18.5333 | 3.0886 | kW
[6 empty] | 2226 | 66750 | 1112.5 | 18.5417 | 3.0883 | kW
[6 empty] | 2227 | 66780 | 1113 | 18.55 | 3.088 | kW
[6 empty] | 2228 | 66810 | 1113.5 | 18.5583 | 3.0877 | kW
[6 empty] | 2229 | 66840 | 1114 | 18.5667 | 3.0874 | kW
[6 empty] | 2230 | 66870 | 1114.5 | 18.575 | 3.0871 | kW
[6 empty] | 2231 | 66900 | 1115 | 18.5833 | 3.0868 | kW
[6 empty] | 2232 | 66930 | 1115.5 | 18.5917 | 3.0864 | kW
[6 empty] | 2233 | 66960 | 1116 | 18.6 | 3.0851 | kW
[6 empty] | 2234 | 66990 | 1116.5 | 18.6083 | 3.0847 | kW
[6 empty] | 2235 | 67020 | 1117 | 18.6167 | 3.0843 | kW
[6 empty] | 2236 | 67050 | 1117.5 | 18.625 | 3.0839 | kW
[6 empty] | 2237 | 67080 | 1118 | 18.6333 | 3.0835 | kW
[6 empty] | 2238 | 67110 | 1118.5 | 18.6417 | 3.0832 | kW
[6 empty] | 2239 | 67140 | 1119 | 18.65 | 3.0828 | kW
[6 empty] | 2240 | 67170 | 1119.5 | 18.6583 | 3.0824 | kW
[6 empty] | 2241 | 67200 | 1120 | 18.6667 | 3.082 | kW
[6 empty] | 2242 | 67230 | 1120.5 | 18.675 | 3.0816 | kW
[6 empty] | 2243 | 67260 | 1121 | 18.6833 | 3.0812 | kW
[6 empty] | 2244 | 67290 | 1121.5 | 18.6917 | 3.0808 | kW
[6 empty] | 2245 | 67320 | 1122 | 18.7 | 3.0804 | kW
[6 empty] | 2246 | 67350 | 1122.5 | 18.7083 | 3.08 | kW
[6 empty] | 2247 | 67380 | 1123 | 18.7167 | 3.0796 | kW
[6 empty] | 2248 | 67410 | 1123.5 | 18.725 | 3.0792 | kW
[6 empty] | 2249 | 67440 | 1124 | 18.7333 | 3.0788 | kW
[6 empty] | 2250 | 67470 | 1124.5 | 18.7417 | 3.0784 | kW
[6 empty] | 2251 | 67500 | 1125 | 18.75 | 3.078 | kW
[6 empty] | 2252 | 67530 | 1125.5 | 18.7583 | 3.0776 | kW
[6 empty] | 2253 | 67560 | 1126 | 18.7667 | 3.0766 | kW
[6 empty] | 2254 | 67590 | 1126.5 | 18.775 | 3.0757 | kW
[6 empty] | 2255 | 67620 | 1127 | 18.7833 | 3.0752 | kW
[6 empty] | 2256 | 67650 | 1127.5 | 18.7917 | 3.0747 | kW
[6 empty] | 2257 | 67680 | 1128 | 18.8 | 3.0742 | kW
[6 empty] | 2258 | 67710 | 1128.5 | 18.8083 | 3.0737 | kW
[6 empty] | 2259 | 67740 | 1129 | 18.8167 | 3.0733 | kW
[6 empty] | 2260 | 67770 | 1129.5 | 18.825 | 3.0728 | kW
[6 empty] | 2261 | 67800 | 1130 | 18.8333 | 3.0723 | kW
[6 empty] | 2262 | 67830 | 1130.5 | 18.8417 | 3.0718 | kW
[6 empty] | 2263 | 67860 | 1131 | 18.85 | 3.0713 | kW
[6 empty] | 2264 | 67890 | 1131.5 | 18.8583 | 3.0708 | kW
[6 empty] | 2265 | 67920 | 1132 | 18.8667 | 3.0703 | kW
[6 empty] | 2266 | 67950 | 1132.5 | 18.875 | 3.0698 | kW
[6 empty] | 2267 | 67980 | 1133 | 18.8833 | 3.0693 | kW
[6 empty] | 2268 | 68010 | 1133.5 | 18.8917 | 3.0688 | kW
[6 empty] | 2269 | 68040 | 1134 | 18.9 | 3.0683 | kW
[6 empty] | 2270 | 68070 | 1134.5 | 18.9083 | 3.0678 | kW
[6 empty] | 2271 | 68100 | 1135 | 18.9167 | 3.0673 | kW
[6 empty] | 2272 | 68130 | 1135.5 | 18.925 | 3.0668 | kW
[6 empty] | 2273 | 68160 | 1136 | 18.9333 | 3.0664 | kW
[6 empty] | 2274 | 68190 | 1136.5 | 18.9417 | 3.0657 | kW
[6 empty] | 2275 | 68220 | 1137 | 18.95 | 3.0652 | kW
[6 empty] | 2276 | 68250 | 1137.5 | 18.9583 | 3.0646 | kW
[6 empty] | 2277 | 68280 | 1138 | 18.9667 | 3.064 | kW
[6 empty] | 2278 | 68310 | 1138.5 | 18.975 | 3.0634 | kW
[6 empty] | 2279 | 68340 | 1139 | 18.9833 | 3.0628 | kW
[6 empty] | 2280 | 68370 | 1139.5 | 18.9917 | 3.0623 | kW
[6 empty] | 2281 | 68400 | 1140 | 19 | 3.0617 | kW
[6 empty] | 2282 | 68430 | 1140.5 | 19.0083 | 3.0611 | kW
[6 empty] | 2283 | 68460 | 1141 | 19.0167 | 3.0603 | kW
[6 empty] | 2284 | 68490 | 1141.5 | 19.025 | 3.0593 | kW
[6 empty] | 2285 | 68520 | 1142 | 19.0333 | 3.0584 | kW
[6 empty] | 2286 | 68550 | 1142.5 | 19.0417 | 3.0578 | kW
[6 empty] | 2287 | 68580 | 1143 | 19.05 | 3.0576 | kW
[6 empty] | 2288 | 68610 | 1143.5 | 19.0583 | 3.0568 | kW
[6 empty] | 2289 | 68640 | 1144 | 19.0667 | 3.0563 | kW
[6 empty] | 2290 | 68670 | 1144.5 | 19.075 | 3.0559 | kW
[6 empty] | 2291 | 68700 | 1145 | 19.0833 | 3.0553 | kW
[6 empty] | 2292 | 68730 | 1145.5 | 19.0917 | 3.0547 | kW
[6 empty] | 2293 | 68760 | 1146 | 19.1 | 3.0541 | kW
[6 empty] | 2294 | 68790 | 1146.5 | 19.1083 | 3.0535 | kW
[6 empty] | 2295 | 68820 | 1147 | 19.1167 | 3.0527 | kW
[6 empty] | 2296 | 68850 | 1147.5 | 19.125 | 3.0521 | kW
[6 empty] | 2297 | 68880 | 1148 | 19.1333 | 3.0515 | kW
[6 empty] | 2298 | 68910 | 1148.5 | 19.1417 | 3.0509 | kW
[6 empty] | 2299 | 68940 | 1149 | 19.15 | 3.0503 | kW
[6 empty] | 2300 | 68970 | 1149.5 | 19.1583 | 3.0496 | kW
[6 empty] | 2301 | 69000 | 1150 | 19.1667 | 3.0488 | kW
[6 empty] | 2302 | 69030 | 1150.5 | 19.175 | 3.0482 | kW
[6 empty] | 2303 | 69060 | 1151 | 19.1833 | 3.0475 | kW
[6 empty] | 2304 | 69090 | 1151.5 | 19.1917 | 3.0468 | kW
[6 empty] | 2305 | 69120 | 1152 | 19.2 | 3.0462 | kW
[6 empty] | 2306 | 69150 | 1152.5 | 19.2083 | 3.0455 | kW
[6 empty] | 2307 | 69180 | 1153 | 19.2167 | 3.0449 | kW
[6 empty] | 2308 | 69210 | 1153.5 | 19.225 | 3.0442 | kW
[6 empty] | 2309 | 69240 | 1154 | 19.2333 | 3.0436 | kW
[6 empty] | 2310 | 69270 | 1154.5 | 19.2417 | 3.0429 | kW
[6 empty] | 2311 | 69300 | 1155 | 19.25 | 3.0423 | kW
[6 empty] | 2312 | 69330 | 1155.5 | 19.2583 | 3.0412 | kW
[6 empty] | 2313 | 69360 | 1156 | 19.2667 | 3.0405 | kW
[6 empty] | 2314 | 69390 | 1156.5 | 19.275 | 3.0398 | kW
[6 empty] | 2315 | 69420 | 1157 | 19.2833 | 3.0391 | kW
[6 empty] | 2316 | 69450 | 1157.5 | 19.2917 | 3.0384 | kW
[6 empty] | 2317 | 69480 | 1158 | 19.3 | 3.0377 | kW
[6 empty] | 2318 | 69510 | 1158.5 | 19.3083 | 3.037 | kW
[6 empty] | 2319 | 69540 | 1159 | 19.3167 | 3.0364 | kW
[6 empty] | 2320 | 69570 | 1159.5 | 19.325 | 3.0357 | kW
[6 empty] | 2321 | 69600 | 1160 | 19.3333 | 3.035 | kW
[6 empty] | 2322 | 69630 | 1160.5 | 19.3417 | 3.0343 | kW
[6 empty] | 2323 | 69660 | 1161 | 19.35 | 3.0336 | kW
[6 empty] | 2324 | 69690 | 1161.5 | 19.3583 | 3.0329 | kW
[6 empty] | 2325 | 69720 | 1162 | 19.3667 | 3.0322 | kW
[6 empty] | 2326 | 69750 | 1162.5 | 19.375 | 3.0315 | kW
[6 empty] | 2327 | 69780 | 1163 | 19.3833 | 3.0308 | kW
[6 empty] | 2328 | 69810 | 1163.5 | 19.3917 | 3.0301 | kW
[6 empty] | 2329 | 69840 | 1164 | 19.4 | 3.0295 | kW
[6 empty] | 2330 | 69870 | 1164.5 | 19.4083 | 3.0288 | kW
[6 empty] | 2331 | 69900 | 1165 | 19.4167 | 3.0281 | kW
[6 empty] | 2332 | 69930 | 1165.5 | 19.425 | 3.0274 | kW
[6 empty] | 2333 | 69960 | 1166 | 19.4333 | 3.0267 | kW
[6 empty] | 2334 | 69990 | 1166.5 | 19.4417 | 3.026 | kW
[6 empty] | 2335 | 70020 | 1167 | 19.45 | 3.025 | kW
[6 empty] | 2336 | 70050 | 1167.5 | 19.4583 | 3.0241 | kW
[6 empty] | 2337 | 70080 | 1168 | 19.4667 | 3.0234 | kW
[6 empty] | 2338 | 70110 | 1168.5 | 19.475 | 3.0227 | kW
[6 empty] | 2339 | 70140 | 1169 | 19.4833 | 3.022 | kW
[6 empty] | 2340 | 70170 | 1169.5 | 19.4917 | 3.0212 | kW
[6 empty] | 2341 | 70200 | 1170 | 19.5 | 3.0205 | kW
[6 empty] | 2342 | 70230 | 1170.5 | 19.5083 | 3.0198 | kW
[6 empty] | 2343 | 70260 | 1171 | 19.5167 | 3.019 | kW
[6 empty] | 2344 | 70290 | 1171.5 | 19.525 | 3.0183 | kW
[6 empty] | 2345 | 70320 | 1172 | 19.5333 | 3.0176 | kW
[6 empty] | 2346 | 70350 | 1172.5 | 19.5417 | 3.0169 | kW
[6 empty] | 2347 | 70380 | 1173 | 19.55 | 3.0161 | kW
[6 empty] | 2348 | 70410 | 1173.5 | 19.5583 | 3.0154 | kW
[6 empty] | 2349 | 70440 | 1174 | 19.5667 | 3.0147 | kW
[6 empty] | 2350 | 70470 | 1174.5 | 19.575 | 3.014 | kW
[6 empty] | 2351 | 70500 | 1175 | 19.5833 | 3.0132 | kW
[6 empty] | 2352 | 70530 | 1175.5 | 19.5917 | 3.0125 | kW
[6 empty] | 2353 | 70560 | 1176 | 19.6 | 3.0118 | kW
[6 empty] | 2354 | 70590 | 1176.5 | 19.6083 | 3.011 | kW
[6 empty] | 2355 | 70620 | 1177 | 19.6167 | 3.0103 | kW
[6 empty] | 2356 | 70650 | 1177.5 | 19.625 | 3.0096 | kW
[6 empty] | 2357 | 70680 | 1178 | 19.6333 | 3.0089 | kW
[6 empty] | 2358 | 70710 | 1178.5 | 19.6417 | 3.0079 | kW
[6 empty] | 2359 | 70740 | 1179 | 19.65 | 3.0069 | kW
[6 empty] | 2360 | 70770 | 1179.5 | 19.6583 | 3.0062 | kW
[6 empty] | 2361 | 70800 | 1180 | 19.6667 | 3.0054 | kW
[6 empty] | 2362 | 70830 | 1180.5 | 19.675 | 3.0047 | kW
[6 empty] | 2363 | 70860 | 1181 | 19.6833 | 3.0039 | kW
[6 empty] | 2364 | 70890 | 1181.5 | 19.6917 | 3.0031 | kW
[6 empty] | 2365 | 70920 | 1182 | 19.7 | 3.0024 | kW
[6 empty] | 2366 | 70950 | 1182.5 | 19.7083 | 3.0016 | kW
[6 empty] | 2367 | 70980 | 1183 | 19.7167 | 3.0008 | kW
[6 empty] | 2368 | 71010 | 1183.5 | 19.725 | 3.0001 | kW
[6 empty] | 2369 | 71040 | 1184 | 19.7333 | 2.9993 | kW
[6 empty] | 2370 | 71070 | 1184.5 | 19.7417 | 2.9985 | kW
[6 empty] | 2371 | 71100 | 1185 | 19.75 | 2.9978 | kW
[6 empty] | 2372 | 71130 | 1185.5 | 19.7583 | 2.997 | kW
[6 empty] | 2373 | 71160 | 1186 | 19.7667 | 2.9963 | kW
[6 empty] | 2374 | 71190 | 1186.5 | 19.775 | 2.9955 | kW
[6 empty] | 2375 | 71220 | 1187 | 19.7833 | 2.9947 | kW
[6 empty] | 2376 | 71250 | 1187.5 | 19.7917 | 2.994 | kW
[6 empty] | 2377 | 71280 | 1188 | 19.8 | 2.9932 | kW
[6 empty] | 2378 | 71310 | 1188.5 | 19.8083 | 2.9924 | kW
[6 empty] | 2379 | 71340 | 1189 | 19.8167 | 2.9917 | kW
[6 empty] | 2380 | 71370 | 1189.5 | 19.825 | 2.9909 | kW
[6 empty] | 2381 | 71400 | 1190 | 19.8333 | 2.9901 | kW
[6 empty] | 2382 | 71430 | 1190.5 | 19.8417 | 2.9893 | kW
[6 empty] | 2383 | 71460 | 1191 | 19.85 | 2.9885 | kW
[6 empty] | 2384 | 71490 | 1191.5 | 19.8583 | 2.9877 | kW
[6 empty] | 2385 | 71520 | 1192 | 19.8667 | 2.9869 | kW
[6 empty] | 2386 | 71550 | 1192.5 | 19.875 | 2.9861 | kW
[6 empty] | 2387 | 71580 | 1193 | 19.8833 | 2.9853 | kW
[6 empty] | 2388 | 71610 | 1193.5 | 19.8917 | 2.9845 | kW
[6 empty] | 2389 | 71640 | 1194 | 19.9 | 2.9837 | kW
[6 empty] | 2390 | 71670 | 1194.5 | 19.9083 | 2.9829 | kW
[6 empty] | 2391 | 71700 | 1195 | 19.9167 | 2.982 | kW
[6 empty] | 2392 | 71730 | 1195.5 | 19.925 | 2.9812 | kW
[6 empty] | 2393 | 71760 | 1196 | 19.9333 | 2.9804 | kW
[6 empty] | 2394 | 71790 | 1196.5 | 19.9417 | 2.9796 | kW
[6 empty] | 2395 | 71820 | 1197 | 19.95 | 2.9788 | kW
[6 empty] | 2396 | 71850 | 1197.5 | 19.9583 | 2.978 | kW
[6 empty] | 2397 | 71880 | 1198 | 19.9667 | 2.9772 | kW
[6 empty] | 2398 | 71910 | 1198.5 | 19.975 | 2.9764 | kW
[6 empty] | 2399 | 71940 | 1199 | 19.9833 | 2.9756 | kW
[6 empty] | 2400 | 71970 | 1199.5 | 19.9917 | 2.9747 | kW
[6 empty] | 2401 | 72000 | 1200 | 20 | 2.9739 | kW
[6 empty] | 2402 | 72030 | 1200.5 | 20.0083 | 2.9731 | kW
[6 empty] | 2403 | 72060 | 1201 | 20.0167 | 2.9724 | kW
[6 empty] | 2404 | 72090 | 1201.5 | 20.025 | 2.9708 | kW
[6 empty] | 2405 | 72120 | 1202 | 20.0333 | 2.9698 | kW
[6 empty] | 2406 | 72150 | 1202.5 | 20.0417 | 2.9698 | kW
[6 empty] | 2407 | 72180 | 1203 | 20.05 | 2.9687 | kW
[6 empty] | 2408 | 72210 | 1203.5 | 20.0583 | 2.9682 | kW
[6 empty] | 2409 | 72240 | 1204 | 20.0667 | 2.9682 | kW
[6 empty] | 2410 | 72270 | 1204.5 | 20.075 | 2.967 | kW
[6 empty] | 2411 | 72300 | 1205 | 20.0833 | 2.9668 | kW
[6 empty] | 2412 | 72330 | 1205.5 | 20.0917 | 2.9668 | kW
[6 empty] | 2413 | 72360 | 1206 | 20.1 | 2.9656 | kW
[6 empty] | 2414 | 72390 | 1206.5 | 20.1083 | 2.9655 | kW
[6 empty] | 2415 | 72420 | 1207 | 20.1167 | 2.9654 | kW
[6 empty] | 2416 | 72450 | 1207.5 | 20.125 | 2.9645 | kW
[6 empty] | 2417 | 72480 | 1208 | 20.1333 | 2.9643 | kW
[6 empty] | 2418 | 72510 | 1208.5 | 20.1417 | 2.9641 | kW
[6 empty] | 2419 | 72540 | 1209 | 20.15 | 2.9639 | kW
[6 empty] | 2420 | 72570 | 1209.5 | 20.1583 | 2.9637 | kW
[6 empty] | 2421 | 72600 | 1210 | 20.1667 | 2.9634 | kW
[6 empty] | 2422 | 72630 | 1210.5 | 20.175 | 2.9632 | kW
[6 empty] | 2423 | 72660 | 1211 | 20.1833 | 2.963 | kW
[6 empty] | 2424 | 72690 | 1211.5 | 20.1917 | 2.9629 | kW
[6 empty] | 2425 | 72720 | 1212 | 20.2 | 2.9627 | kW
[6 empty] | 2426 | 72750 | 1212.5 | 20.2083 | 2.9625 | kW
[6 empty] | 2427 | 72780 | 1213 | 20.2167 | 2.9623 | kW
[6 empty] | 2428 | 72810 | 1213.5 | 20.225 | 2.9621 | kW
[6 empty] | 2429 | 72840 | 1214 | 20.2333 | 2.9619 | kW
[6 empty] | 2430 | 72870 | 1214.5 | 20.2417 | 2.9617 | kW
[6 empty] | 2431 | 72900 | 1215 | 20.25 | 2.9616 | kW
[6 empty] | 2432 | 72930 | 1215.5 | 20.2583 | 2.9621 | kW
[6 empty] | 2433 | 72960 | 1216 | 20.2667 | 2.962 | kW
[6 empty] | 2434 | 72990 | 1216.5 | 20.275 | 2.9619 | kW
[6 empty] | 2435 | 73020 | 1217 | 20.2833 | 2.9618 | kW
[6 empty] | 2436 | 73050 | 1217.5 | 20.2917 | 2.9617 | kW
[6 empty] | 2437 | 73080 | 1218 | 20.3 | 2.9616 | kW
[6 empty] | 2438 | 73110 | 1218.5 | 20.3083 | 2.9616 | kW
[6 empty] | 2439 | 73140 | 1219 | 20.3167 | 2.9615 | kW
[6 empty] | 2440 | 73170 | 1219.5 | 20.325 | 2.9614 | kW
[6 empty] | 2441 | 73200 | 1220 | 20.3333 | 2.9613 | kW
[6 empty] | 2442 | 73230 | 1220.5 | 20.3417 | 2.9612 | kW
[6 empty] | 2443 | 73260 | 1221 | 20.35 | 2.9612 | kW
[6 empty] | 2444 | 73290 | 1221.5 | 20.3583 | 2.962 | kW
[6 empty] | 2445 | 73320 | 1222 | 20.3667 | 2.9621 | kW
[6 empty] | 2446 | 73350 | 1222.5 | 20.375 | 2.9622 | kW
[6 empty] | 2447 | 73380 | 1223 | 20.3833 | 2.9622 | kW
[6 empty] | 2448 | 73410 | 1223.5 | 20.3917 | 2.9623 | kW
[6 empty] | 2449 | 73440 | 1224 | 20.4 | 2.9624 | kW
[6 empty] | 2450 | 73470 | 1224.5 | 20.4083 | 2.9624 | kW
[6 empty] | 2451 | 73500 | 1225 | 20.4167 | 2.9625 | kW
[6 empty] | 2452 | 73530 | 1225.5 | 20.425 | 2.9626 | kW
[6 empty] | 2453 | 73560 | 1226 | 20.4333 | 2.9626 | kW
[6 empty] | 2454 | 73590 | 1226.5 | 20.4417 | 2.9627 | kW
[6 empty] | 2455 | 73620 | 1227 | 20.45 | 2.9628 | kW
[6 empty] | 2456 | 73650 | 1227.5 | 20.4583 | 2.9637 | kW
[6 empty] | 2457 | 73680 | 1228 | 20.4667 | 2.964 | kW
[6 empty] | 2458 | 73710 | 1228.5 | 20.475 | 2.9642 | kW
[6 empty] | 2459 | 73740 | 1229 | 20.4833 | 2.9644 | kW
[6 empty] | 2460 | 73770 | 1229.5 | 20.4917 | 2.9646 | kW
[6 empty] | 2461 | 73800 | 1230 | 20.5 | 2.9648 | kW
[6 empty] | 2462 | 73830 | 1230.5 | 20.5083 | 2.965 | kW
[6 empty] | 2463 | 73860 | 1231 | 20.5167 | 2.9652 | kW
[6 empty] | 2464 | 73890 | 1231.5 | 20.525 | 2.9654 | kW
[6 empty] | 2465 | 73920 | 1232 | 20.5333 | 2.9656 | kW
[6 empty] | 2466 | 73950 | 1232.5 | 20.5417 | 2.9658 | kW
[6 empty] | 2467 | 73980 | 1233 | 20.55 | 2.966 | kW
[6 empty] | 2468 | 74010 | 1233.5 | 20.5583 | 2.9669 | kW
[6 empty] | 2469 | 74040 | 1234 | 20.5667 | 2.9674 | kW
[6 empty] | 2470 | 74070 | 1234.5 | 20.575 | 2.9678 | kW
[6 empty] | 2471 | 74100 | 1235 | 20.5833 | 2.9681 | kW
[6 empty] | 2472 | 74130 | 1235.5 | 20.5917 | 2.9685 | kW
[6 empty] | 2473 | 74160 | 1236 | 20.6 | 2.9688 | kW
[6 empty] | 2474 | 74190 | 1236.5 | 20.6083 | 2.9692 | kW
[6 empty] | 2475 | 74220 | 1237 | 20.6167 | 2.9696 | kW
[6 empty] | 2476 | 74250 | 1237.5 | 20.625 | 2.97 | kW
[6 empty] | 2477 | 74280 | 1238 | 20.6333 | 2.9704 | kW
[6 empty] | 2478 | 74310 | 1238.5 | 20.6417 | 2.9707 | kW
[6 empty] | 2479 | 74340 | 1239 | 20.65 | 2.9711 | kW
[6 empty] | 2480 | 74370 | 1239.5 | 20.6583 | 2.9715 | kW
[6 empty] | 2481 | 74400 | 1240 | 20.6667 | 2.9719 | kW
[6 empty] | 2482 | 74430 | 1240.5 | 20.675 | 2.9723 | kW
[6 empty] | 2483 | 74460 | 1241 | 20.6833 | 2.9727 | kW
[6 empty] | 2484 | 74490 | 1241.5 | 20.6917 | 2.9732 | kW
[6 empty] | 2485 | 74520 | 1242 | 20.7 | 2.9736 | kW
[6 empty] | 2486 | 74550 | 1242.5 | 20.7083 | 2.974 | kW
[6 empty] | 2487 | 74580 | 1243 | 20.7167 | 2.9744 | kW
[6 empty] | 2488 | 74610 | 1243.5 | 20.725 | 2.9748 | kW
[6 empty] | 2489 | 74640 | 1244 | 20.7333 | 2.9753 | kW
[6 empty] | 2490 | 74670 | 1244.5 | 20.7417 | 2.9759 | kW
[6 empty] | 2491 | 74700 | 1245 | 20.75 | 2.9766 | kW
[6 empty] | 2492 | 74730 | 1245.5 | 20.7583 | 2.9771 | kW
[6 empty] | 2493 | 74760 | 1246 | 20.7667 | 2.9776 | kW
[6 empty] | 2494 | 74790 | 1246.5 | 20.775 | 2.9781 | kW
[6 empty] | 2495 | 74820 | 1247 | 20.7833 | 2.9786 | kW
[6 empty] | 2496 | 74850 | 1247.5 | 20.7917 | 2.9791 | kW
[6 empty] | 2497 | 74880 | 1248 | 20.8 | 2.9797 | kW
[6 empty] | 2498 | 74910 | 1248.5 | 20.8083 | 2.9802 | kW
[6 empty] | 2499 | 74940 | 1249 | 20.8167 | 2.9807 | kW
[6 empty] | 2500 | 74970 | 1249.5 | 20.825 | 2.9813 | kW
[6 empty] | 2501 | 75000 | 1250 | 20.8333 | 2.9818 | kW
[6 empty] | 2502 | 75030 | 1250.5 | 20.8417 | 2.9824 | kW
[6 empty] | 2503 | 75060 | 1251 | 20.85 | 2.9829 | kW
[6 empty] | 2504 | 75090 | 1251.5 | 20.8583 | 2.9835 | kW
[6 empty] | 2505 | 75120 | 1252 | 20.8667 | 2.9841 | kW
[6 empty] | 2506 | 75150 | 1252.5 | 20.875 | 2.9847 | kW
[6 empty] | 2507 | 75180 | 1253 | 20.8833 | 2.9853 | kW
[6 empty] | 2508 | 75210 | 1253.5 | 20.8917 | 2.9859 | kW
[6 empty] | 2509 | 75240 | 1254 | 20.9 | 2.9865 | kW
[6 empty] | 2510 | 75270 | 1254.5 | 20.9083 | 2.9871 | kW
[6 empty] | 2511 | 75300 | 1255 | 20.9167 | 2.9877 | kW
[6 empty] | 2512 | 75330 | 1255.5 | 20.925 | 2.9883 | kW
[6 empty] | 2513 | 75360 | 1256 | 20.9333 | 2.9889 | kW
[6 empty] | 2514 | 75390 | 1256.5 | 20.9417 | 2.9896 | kW
[6 empty] | 2515 | 75420 | 1257 | 20.95 | 2.9902 | kW
[6 empty] | 2516 | 75450 | 1257.5 | 20.9583 | 2.9908 | kW
[6 empty] | 2517 | 75480 | 1258 | 20.9667 | 2.9915 | kW
[6 empty] | 2518 | 75510 | 1258.5 | 20.975 | 2.9921 | kW
[6 empty] | 2519 | 75540 | 1259 | 20.9833 | 2.9928 | kW
[6 empty] | 2520 | 75570 | 1259.5 | 20.9917 | 2.9935 | kW
[6 empty] | 2521 | 75600 | 1260 | 21 | 2.9941 | kW
[6 empty] | 2522 | 75630 | 1260.5 | 21.0083 | 2.9948 | kW
[6 empty] | 2523 | 75660 | 1261 | 21.0167 | 2.9955 | kW
[6 empty] | 2524 | 75690 | 1261.5 | 21.025 | 2.9962 | kW
[6 empty] | 2525 | 75720 | 1262 | 21.0333 | 2.9969 | kW
[6 empty] | 2526 | 75750 | 1262.5 | 21.0417 | 2.9977 | kW
[6 empty] | 2527 | 75780 | 1263 | 21.05 | 2.9985 | kW
[6 empty] | 2528 | 75810 | 1263.5 | 21.0583 | 2.9993 | kW
[6 empty] | 2529 | 75840 | 1264 | 21.0667 | 3.0001 | kW
[6 empty] | 2530 | 75870 | 1264.5 | 21.075 | 3.0009 | kW
[6 empty] | 2531 | 75900 | 1265 | 21.0833 | 3.0017 | kW
[6 empty] | 2532 | 75930 | 1265.5 | 21.0917 | 3.0026 | kW
[6 empty] | 2533 | 75960 | 1266 | 21.1 | 3.0035 | kW
[6 empty] | 2534 | 75990 | 1266.5 | 21.1083 | 3.0043 | kW
[6 empty] | 2535 | 76020 | 1267 | 21.1167 | 3.0053 | kW
[6 empty] | 2536 | 76050 | 1267.5 | 21.125 | 3.0064 | kW
[6 empty] | 2537 | 76080 | 1268 | 21.1333 | 3.0074 | kW
[6 empty] | 2538 | 76110 | 1268.5 | 21.1417 | 3.0083 | kW
[6 empty] | 2539 | 76140 | 1269 | 21.15 | 3.0092 | kW
[6 empty] | 2540 | 76170 | 1269.5 | 21.1583 | 3.0102 | kW
[6 empty] | 2541 | 76200 | 1270 | 21.1667 | 3.0111 | kW
[6 empty] | 2542 | 76230 | 1270.5 | 21.175 | 3.012 | kW
[6 empty] | 2543 | 76260 | 1271 | 21.1833 | 3.0129 | kW
[6 empty] | 2544 | 76290 | 1271.5 | 21.1917 | 3.0144 | kW
[6 empty] | 2545 | 76320 | 1272 | 21.2 | 3.0158 | kW
[6 empty] | 2546 | 76350 | 1272.5 | 21.2083 | 3.0168 | kW
[6 empty] | 2547 | 76380 | 1273 | 21.2167 | 3.0179 | kW
[6 empty] | 2548 | 76410 | 1273.5 | 21.225 | 3.0189 | kW
[6 empty] | 2549 | 76440 | 1274 | 21.2333 | 3.02 | kW
[6 empty] | 2550 | 76470 | 1274.5 | 21.2417 | 3.021 | kW
[6 empty] | 2551 | 76500 | 1275 | 21.25 | 3.0221 | kW
[6 empty] | 2552 | 76530 | 1275.5 | 21.2583 | 3.0231 | kW
[6 empty] | 2553 | 76560 | 1276 | 21.2667 | 3.0241 | kW
[6 empty] | 2554 | 76590 | 1276.5 | 21.275 | 3.0252 | kW
[6 empty] | 2555 | 76620 | 1277 | 21.2833 | 3.0262 | kW
[6 empty] | 2556 | 76650 | 1277.5 | 21.2917 | 3.0273 | kW
[6 empty] | 2557 | 76680 | 1278 | 21.3 | 3.0283 | kW
[6 empty] | 2558 | 76710 | 1278.5 | 21.3083 | 3.0295 | kW
[6 empty] | 2559 | 76740 | 1279 | 21.3167 | 3.0315 | kW
[6 empty] | 2560 | 76770 | 1279.5 | 21.325 | 3.0327 | kW
[6 empty] | 2561 | 76800 | 1280 | 21.3333 | 3.0339 | kW
[6 empty] | 2562 | 76830 | 1280.5 | 21.3417 | 3.0351 | kW
[6 empty] | 2563 | 76860 | 1281 | 21.35 | 3.0363 | kW
[6 empty] | 2564 | 76890 | 1281.5 | 21.3583 | 3.0375 | kW
[6 empty] | 2565 | 76920 | 1282 | 21.3667 | 3.0387 | kW
[6 empty] | 2566 | 76950 | 1282.5 | 21.375 | 3.0399 | kW
[6 empty] | 2567 | 76980 | 1283 | 21.3833 | 3.0411 | kW
[6 empty] | 2568 | 77010 | 1283.5 | 21.3917 | 3.0423 | kW
[6 empty] | 2569 | 77040 | 1284 | 21.4 | 3.0435 | kW
[6 empty] | 2570 | 77070 | 1284.5 | 21.4083 | 3.0447 | kW
[6 empty] | 2571 | 77100 | 1285 | 21.4167 | 3.046 | kW
[6 empty] | 2572 | 77130 | 1285.5 | 21.425 | 3.0472 | kW
[6 empty] | 2573 | 77160 | 1286 | 21.4333 | 3.0484 | kW
[6 empty] | 2574 | 77190 | 1286.5 | 21.4417 | 3.0496 | kW
[6 empty] | 2575 | 77220 | 1287 | 21.45 | 3.0508 | kW
[6 empty] | 2576 | 77250 | 1287.5 | 21.4583 | 3.0521 | kW
[6 empty] | 2577 | 77280 | 1288 | 21.4667 | 3.0533 | kW
[6 empty] | 2578 | 77310 | 1288.5 | 21.475 | 3.0545 | kW
[6 empty] | 2579 | 77340 | 1289 | 21.4833 | 3.0557 | kW
[6 empty] | 2580 | 77370 | 1289.5 | 21.4917 | 3.057 | kW
[6 empty] | 2581 | 77400 | 1290 | 21.5 | 3.059 | kW
[6 empty] | 2582 | 77430 | 1290.5 | 21.5083 | 3.0604 | kW
[6 empty] | 2583 | 77460 | 1291 | 21.5167 | 3.0618 | kW
[6 empty] | 2584 | 77490 | 1291.5 | 21.525 | 3.0631 | kW
[6 empty] | 2585 | 77520 | 1292 | 21.5333 | 3.0645 | kW
[6 empty] | 2586 | 77550 | 1292.5 | 21.5417 | 3.0659 | kW
[6 empty] | 2587 | 77580 | 1293 | 21.55 | 3.0672 | kW
[6 empty] | 2588 | 77610 | 1293.5 | 21.5583 | 3.0686 | kW
[6 empty] | 2589 | 77640 | 1294 | 21.5667 | 3.07 | kW
[6 empty] | 2590 | 77670 | 1294.5 | 21.575 | 3.0714 | kW
[6 empty] | 2591 | 77700 | 1295 | 21.5833 | 3.0728 | kW
[6 empty] | 2592 | 77730 | 1295.5 | 21.5917 | 3.0743 | kW
[6 empty] | 2593 | 77760 | 1296 | 21.6 | 3.0757 | kW
[6 empty] | 2594 | 77790 | 1296.5 | 21.6083 | 3.0771 | kW
[6 empty] | 2595 | 77820 | 1297 | 21.6167 | 3.0786 | kW
[6 empty] | 2596 | 77850 | 1297.5 | 21.625 | 3.08 | kW
[6 empty] | 2597 | 77880 | 1298 | 21.6333 | 3.0814 | kW
[6 empty] | 2598 | 77910 | 1298.5 | 21.6417 | 3.0829 | kW
[6 empty] | 2599 | 77940 | 1299 | 21.65 | 3.0844 | kW
[6 empty] | 2600 | 77970 | 1299.5 | 21.6583 | 3.0858 | kW
[6 empty] | 2601 | 78000 | 1300 | 21.6667 | 3.0873 | kW
[6 empty] | 2602 | 78030 | 1300.5 | 21.675 | 3.0888 | kW
[6 empty] | 2603 | 78060 | 1301 | 21.6833 | 3.0903 | kW
[6 empty] | 2604 | 78090 | 1301.5 | 21.6917 | 3.0918 | kW
[6 empty] | 2605 | 78120 | 1302 | 21.7 | 3.0933 | kW
[6 empty] | 2606 | 78150 | 1302.5 | 21.7083 | 3.0948 | kW
[6 empty] | 2607 | 78180 | 1303 | 21.7167 | 3.0963 | kW
[6 empty] | 2608 | 78210 | 1303.5 | 21.725 | 3.0979 | kW
[6 empty] | 2609 | 78240 | 1304 | 21.7333 | 3.0994 | kW
[6 empty] | 2610 | 78270 | 1304.5 | 21.7417 | 3.101 | kW
[6 empty] | 2611 | 78300 | 1305 | 21.75 | 3.1025 | kW
[6 empty] | 2612 | 78330 | 1305.5 | 21.7583 | 3.1041 | kW
[6 empty] | 2613 | 78360 | 1306 | 21.7667 | 3.1056 | kW
[6 empty] | 2614 | 78390 | 1306.5 | 21.775 | 3.1072 | kW
[6 empty] | 2615 | 78420 | 1307 | 21.7833 | 3.1088 | kW
[6 empty] | 2616 | 78450 | 1307.5 | 21.7917 | 3.1103 | kW
[6 empty] | 2617 | 78480 | 1308 | 21.8 | 3.1119 | kW
[6 empty] | 2618 | 78510 | 1308.5 | 21.8083 | 3.1135 | kW
[6 empty] | 2619 | 78540 | 1309 | 21.8167 | 3.1151 | kW
[6 empty] | 2620 | 78570 | 1309.5 | 21.825 | 3.1167 | kW
[6 empty] | 2621 | 78600 | 1310 | 21.8333 | 3.1184 | kW
[6 empty] | 2622 | 78630 | 1310.5 | 21.8417 | 3.12 | kW
[6 empty] | 2623 | 78660 | 1311 | 21.85 | 3.1216 | kW
[6 empty] | 2624 | 78690 | 1311.5 | 21.8583 | 3.1233 | kW
[6 empty] | 2625 | 78720 | 1312 | 21.8667 | 3.1248 | kW
[6 empty] | 2626 | 78750 | 1312.5 | 21.875 | 3.1264 | kW
[6 empty] | 2627 | 78780 | 1313 | 21.8833 | 3.128 | kW
[6 empty] | 2628 | 78810 | 1313.5 | 21.8917 | 3.1296 | kW
[6 empty] | 2629 | 78840 | 1314 | 21.9 | 3.1312 | kW
[6 empty] | 2630 | 78870 | 1314.5 | 21.9083 | 3.1328 | kW
[6 empty] | 2631 | 78900 | 1315 | 21.9167 | 3.1344 | kW
[6 empty] | 2632 | 78930 | 1315.5 | 21.925 | 3.1361 | kW
[6 empty] | 2633 | 78960 | 1316 | 21.9333 | 3.1377 | kW
[6 empty] | 2634 | 78990 | 1316.5 | 21.9417 | 3.1393 | kW
[6 empty] | 2635 | 79020 | 1317 | 21.95 | 3.1409 | kW
[6 empty] | 2636 | 79050 | 1317.5 | 21.9583 | 3.1425 | kW
[6 empty] | 2637 | 79080 | 1318 | 21.9667 | 3.1442 | kW
[6 empty] | 2638 | 79110 | 1318.5 | 21.975 | 3.1458 | kW
[6 empty] | 2639 | 79140 | 1319 | 21.9833 | 3.1474 | kW
[6 empty] | 2640 | 79170 | 1319.5 | 21.9917 | 3.149 | kW
[6 empty] | 2641 | 79200 | 1320 | 22 | 3.1507 | kW
[6 empty] | 2642 | 79230 | 1320.5 | 22.0083 | 3.1523 | kW
[6 empty] | 2643 | 79260 | 1321 | 22.0167 | 3.1539 | kW
[6 empty] | 2644 | 79290 | 1321.5 | 22.025 | 3.1555 | kW
[6 empty] | 2645 | 79320 | 1322 | 22.0333 | 3.1572 | kW
[6 empty] | 2646 | 79350 | 1322.5 | 22.0417 | 3.1588 | kW
[6 empty] | 2647 | 79380 | 1323 | 22.05 | 3.1604 | kW
[6 empty] | 2648 | 79410 | 1323.5 | 22.0583 | 3.162 | kW
[6 empty] | 2649 | 79440 | 1324 | 22.0667 | 3.1637 | kW
[6 empty] | 2650 | 79470 | 1324.5 | 22.075 | 3.1653 | kW
[6 empty] | 2651 | 79500 | 1325 | 22.0833 | 3.1669 | kW
[6 empty] | 2652 | 79530 | 1325.5 | 22.0917 | 3.1685 | kW
[6 empty] | 2653 | 79560 | 1326 | 22.1 | 3.1702 | kW
[6 empty] | 2654 | 79590 | 1326.5 | 22.1083 | 3.1718 | kW
[6 empty] | 2655 | 79620 | 1327 | 22.1167 | 3.1734 | kW
[6 empty] | 2656 | 79650 | 1327.5 | 22.125 | 3.175 | kW
[6 empty] | 2657 | 79680 | 1328 | 22.1333 | 3.1767 | kW
[6 empty] | 2658 | 79710 | 1328.5 | 22.1417 | 3.1783 | kW
[6 empty] | 2659 | 79740 | 1329 | 22.15 | 3.1799 | kW
[6 empty] | 2660 | 79770 | 1329.5 | 22.1583 | 3.1815 | kW
[6 empty] | 2661 | 79800 | 1330 | 22.1667 | 3.1831 | kW
[6 empty] | 2662 | 79830 | 1330.5 | 22.175 | 3.1848 | kW
[6 empty] | 2663 | 79860 | 1331 | 22.1833 | 3.1864 | kW
[6 empty] | 2664 | 79890 | 1331.5 | 22.1917 | 3.188 | kW
[6 empty] | 2665 | 79920 | 1332 | 22.2 | 3.1896 | kW
[6 empty] | 2666 | 79950 | 1332.5 | 22.2083 | 3.1912 | kW
[6 empty] | 2667 | 79980 | 1333 | 22.2167 | 3.1929 | kW
[6 empty] | 2668 | 80010 | 1333.5 | 22.225 | 3.1945 | kW
[6 empty] | 2669 | 80040 | 1334 | 22.2333 | 3.1961 | kW
[6 empty] | 2670 | 80070 | 1334.5 | 22.2417 | 3.1977 | kW
[6 empty] | 2671 | 80100 | 1335 | 22.25 | 3.1993 | kW
[6 empty] | 2672 | 80130 | 1335.5 | 22.2583 | 3.201 | kW
[6 empty] | 2673 | 80160 | 1336 | 22.2667 | 3.2026 | kW
[6 empty] | 2674 | 80190 | 1336.5 | 22.275 | 3.2042 | kW
[6 empty] | 2675 | 80220 | 1337 | 22.2833 | 3.2058 | kW
[6 empty] | 2676 | 80250 | 1337.5 | 22.2917 | 3.2074 | kW
[6 empty] | 2677 | 80280 | 1338 | 22.3 | 3.209 | kW
[6 empty] | 2678 | 80310 | 1338.5 | 22.3083 | 3.2107 | kW
[6 empty] | 2679 | 80340 | 1339 | 22.3167 | 3.2123 | kW
[6 empty] | 2680 | 80370 | 1339.5 | 22.325 | 3.2139 | kW
[6 empty] | 2681 | 80400 | 1340 | 22.3333 | 3.2155 | kW
[6 empty] | 2682 | 80430 | 1340.5 | 22.3417 | 3.2171 | kW
[6 empty] | 2683 | 80460 | 1341 | 22.35 | 3.2187 | kW
[6 empty] | 2684 | 80490 | 1341.5 | 22.3583 | 3.2204 | kW
[6 empty] | 2685 | 80520 | 1342 | 22.3667 | 3.222 | kW
[6 empty] | 2686 | 80550 | 1342.5 | 22.375 | 3.2236 | kW
[6 empty] | 2687 | 80580 | 1343 | 22.3833 | 3.2252 | kW
[6 empty] | 2688 | 80610 | 1343.5 | 22.3917 | 3.2268 | kW
[6 empty] | 2689 | 80640 | 1344 | 22.4 | 3.2284 | kW
[6 empty] | 2690 | 80670 | 1344.5 | 22.4083 | 3.23 | kW
[6 empty] | 2691 | 80700 | 1345 | 22.4167 | 3.2317 | kW
[6 empty] | 2692 | 80730 | 1345.5 | 22.425 | 3.2333 | kW
[6 empty] | 2693 | 80760 | 1346 | 22.4333 | 3.2349 | kW
[6 empty] | 2694 | 80790 | 1346.5 | 22.4417 | 3.2365 | kW
[6 empty] | 2695 | 80820 | 1347 | 22.45 | 3.2381 | kW
[6 empty] | 2696 | 80850 | 1347.5 | 22.4583 | 3.2397 | kW
[6 empty] | 2697 | 80880 | 1348 | 22.4667 | 3.2413 | kW
[6 empty] | 2698 | 80910 | 1348.5 | 22.475 | 3.243 | kW
[6 empty] | 2699 | 80940 | 1349 | 22.4833 | 3.2446 | kW
[6 empty] | 2700 | 80970 | 1349.5 | 22.4917 | 3.2462 | kW
[6 empty] | 2701 | 81000 | 1350 | 22.5 | 3.2478 | kW
[6 empty] | 2702 | 81030 | 1350.5 | 22.5083 | 3.2494 | kW
[6 empty] | 2703 | 81060 | 1351 | 22.5167 | 3.251 | kW
[6 empty] | 2704 | 81090 | 1351.5 | 22.525 | 3.2526 | kW
[6 empty] | 2705 | 81120 | 1352 | 22.5333 | 3.2543 | kW
[6 empty] | 2706 | 81150 | 1352.5 | 22.5417 | 3.2559 | kW
[6 empty] | 2707 | 81180 | 1353 | 22.55 | 3.2575 | kW
[6 empty] | 2708 | 81210 | 1353.5 | 22.5583 | 3.2591 | kW
[6 empty] | 2709 | 81240 | 1354 | 22.5667 | 3.2607 | kW
[6 empty] | 2710 | 81270 | 1354.5 | 22.575 | 3.2623 | kW
[6 empty] | 2711 | 81300 | 1355 | 22.5833 | 3.2639 | kW
[6 empty] | 2712 | 81330 | 1355.5 | 22.5917 | 3.2655 | kW
[6 empty] | 2713 | 81360 | 1356 | 22.6 | 3.2672 | kW
[6 empty] | 2714 | 81390 | 1356.5 | 22.6083 | 3.2688 | kW
[6 empty] | 2715 | 81420 | 1357 | 22.6167 | 3.2704 | kW
[6 empty] | 2716 | 81450 | 1357.5 | 22.625 | 3.272 | kW
[6 empty] | 2717 | 81480 | 1358 | 22.6333 | 3.2736 | kW
[6 empty] | 2718 | 81510 | 1358.5 | 22.6417 | 3.2752 | kW
[6 empty] | 2719 | 81540 | 1359 | 22.65 | 3.2768 | kW
[6 empty] | 2720 | 81570 | 1359.5 | 22.6583 | 3.2784 | kW
[6 empty] | 2721 | 81600 | 1360 | 22.6667 | 3.2801 | kW
[6 empty] | 2722 | 81630 | 1360.5 | 22.675 | 3.2817 | kW
[6 empty] | 2723 | 81660 | 1361 | 22.6833 | 3.2833 | kW
[6 empty] | 2724 | 81690 | 1361.5 | 22.6917 | 3.2849 | kW
[6 empty] | 2725 | 81720 | 1362 | 22.7 | 3.2865 | kW
[6 empty] | 2726 | 81750 | 1362.5 | 22.7083 | 3.2881 | kW
[6 empty] | 2727 | 81780 | 1363 | 22.7167 | 3.2897 | kW
[6 empty] | 2728 | 81810 | 1363.5 | 22.725 | 3.2913 | kW
[6 empty] | 2729 | 81840 | 1364 | 22.7333 | 3.2929 | kW
[6 empty] | 2730 | 81870 | 1364.5 | 22.7417 | 3.2945 | kW
[6 empty] | 2731 | 81900 | 1365 | 22.75 | 3.2962 | kW
[6 empty] | 2732 | 81930 | 1365.5 | 22.7583 | 3.2978 | kW
[6 empty] | 2733 | 81960 | 1366 | 22.7667 | 3.2994 | kW
[6 empty] | 2734 | 81990 | 1366.5 | 22.775 | 3.301 | kW
[6 empty] | 2735 | 82020 | 1367 | 22.7833 | 3.3026 | kW
[6 empty] | 2736 | 82050 | 1367.5 | 22.7917 | 3.3042 | kW
[6 empty] | 2737 | 82080 | 1368 | 22.8 | 3.3058 | kW
[6 empty] | 2738 | 82110 | 1368.5 | 22.8083 | 3.3074 | kW
[6 empty] | 2739 | 82140 | 1369 | 22.8167 | 3.309 | kW
[6 empty] | 2740 | 82170 | 1369.5 | 22.825 | 3.3106 | kW
[6 empty] | 2741 | 82200 | 1370 | 22.8333 | 3.3122 | kW
[6 empty] | 2742 | 82230 | 1370.5 | 22.8417 | 3.3139 | kW
[6 empty] | 2743 | 82260 | 1371 | 22.85 | 3.3155 | kW
[6 empty] | 2744 | 82290 | 1371.5 | 22.8583 | 3.3171 | kW
[6 empty] | 2745 | 82320 | 1372 | 22.8667 | 3.3187 | kW
[6 empty] | 2746 | 82350 | 1372.5 | 22.875 | 3.3203 | kW
[6 empty] | 2747 | 82380 | 1373 | 22.8833 | 3.3219 | kW
[6 empty] | 2748 | 82410 | 1373.5 | 22.8917 | 3.3235 | kW
[6 empty] | 2749 | 82440 | 1374 | 22.9 | 3.3251 | kW
[6 empty] | 2750 | 82470 | 1374.5 | 22.9083 | 3.3267 | kW
[6 empty] | 2751 | 82500 | 1375 | 22.9167 | 3.3283 | kW
[6 empty] | 2752 | 82530 | 1375.5 | 22.925 | 3.3299 | kW
[6 empty] | 2753 | 82560 | 1376 | 22.9333 | 3.3315 | kW
[6 empty] | 2754 | 82590 | 1376.5 | 22.9417 | 3.3332 | kW
[6 empty] | 2755 | 82620 | 1377 | 22.95 | 3.3348 | kW
[6 empty] | 2756 | 82650 | 1377.5 | 22.9583 | 3.3364 | kW
[6 empty] | 2757 | 82680 | 1378 | 22.9667 | 3.338 | kW
[6 empty] | 2758 | 82710 | 1378.5 | 22.975 | 3.3396 | kW
[6 empty] | 2759 | 82740 | 1379 | 22.9833 | 3.3412 | kW
[6 empty] | 2760 | 82770 | 1379.5 | 22.9917 | 3.3428 | kW
[6 empty] | 2761 | 82800 | 1380 | 23 | 3.3444 | kW
[6 empty] | 2762 | 82830 | 1380.5 | 23.0083 | 3.346 | kW
[6 empty] | 2763 | 82860 | 1381 | 23.0167 | 3.3476 | kW
[6 empty] | 2764 | 82890 | 1381.5 | 23.025 | 3.3492 | kW
[6 empty] | 2765 | 82920 | 1382 | 23.0333 | 3.3508 | kW
[6 empty] | 2766 | 82950 | 1382.5 | 23.0417 | 3.3524 | kW
[6 empty] | 2767 | 82980 | 1383 | 23.05 | 3.354 | kW
[6 empty] | 2768 | 83010 | 1383.5 | 23.0583 | 3.3556 | kW
[6 empty] | 2769 | 83040 | 1384 | 23.0667 | 3.3571 | kW
[6 empty] | 2770 | 83070 | 1384.5 | 23.075 | 3.3587 | kW
[6 empty] | 2771 | 83100 | 1385 | 23.0833 | 3.3603 | kW
[6 empty] | 2772 | 83130 | 1385.5 | 23.0917 | 3.3619 | kW
[6 empty] | 2773 | 83160 | 1386 | 23.1 | 3.3634 | kW
[6 empty] | 2774 | 83190 | 1386.5 | 23.1083 | 3.365 | kW
[6 empty] | 2775 | 83220 | 1387 | 23.1167 | 3.3665 | kW
[6 empty] | 2776 | 83250 | 1387.5 | 23.125 | 3.3681 | kW
[6 empty] | 2777 | 83280 | 1388 | 23.1333 | 3.3696 | kW
[6 empty] | 2778 | 83310 | 1388.5 | 23.1417 | 3.3711 | kW
[6 empty] | 2779 | 83340 | 1389 | 23.15 | 3.3727 | kW
[6 empty] | 2780 | 83370 | 1389.5 | 23.1583 | 3.3742 | kW
[6 empty] | 2781 | 83400 | 1390 | 23.1667 | 3.3758 | kW
[6 empty] | 2782 | 83430 | 1390.5 | 23.175 | 3.3773 | kW
[6 empty] | 2783 | 83460 | 1391 | 23.1833 | 3.3789 | kW
[6 empty] | 2784 | 83490 | 1391.5 | 23.1917 | 3.3804 | kW
[6 empty] | 2785 | 83520 | 1392 | 23.2 | 3.382 | kW
[6 empty] | 2786 | 83550 | 1392.5 | 23.2083 | 3.3835 | kW
[6 empty] | 2787 | 83580 | 1393 | 23.2167 | 3.3851 | kW
[6 empty] | 2788 | 83610 | 1393.5 | 23.225 | 3.3863 | kW
[6 empty] | 2789 | 83640 | 1394 | 23.2333 | 3.3878 | kW
[6 empty] | 2790 | 83670 | 1394.5 | 23.2417 | 3.3894 | kW
[6 empty] | 2791 | 83700 | 1395 | 23.25 | 3.3909 | kW
[6 empty] | 2792 | 83730 | 1395.5 | 23.2583 | 3.3924 | kW
[6 empty] | 2793 | 83760 | 1396 | 23.2667 | 3.3939 | kW
[6 empty] | 2794 | 83790 | 1396.5 | 23.275 | 3.3954 | kW
[6 empty] | 2795 | 83820 | 1397 | 23.2833 | 3.397 | kW
[6 empty] | 2796 | 83850 | 1397.5 | 23.2917 | 3.3985 | kW
[6 empty] | 2797 | 83880 | 1398 | 23.3 | 3.4 | kW
[6 empty] | 2798 | 83910 | 1398.5 | 23.3083 | 3.4015 | kW
[6 empty] | 2799 | 83940 | 1399 | 23.3167 | 3.4031 | kW
[6 empty] | 2800 | 83970 | 1399.5 | 23.325 | 3.4046 | kW
[6 empty] | 2801 | 84000 | 1400 | 23.3333 | 3.4061 | kW
[6 empty] | 2802 | 84030 | 1400.5 | 23.3417 | 3.4076 | kW
[6 empty] | 2803 | 84060 | 1401 | 23.35 | 3.4091 | kW
[6 empty] | 2804 | 84090 | 1401.5 | 23.3583 | 3.4107 | kW
[6 empty] | 2805 | 84120 | 1402 | 23.3667 | 3.4122 | kW
[6 empty] | 2806 | 84150 | 1402.5 | 23.375 | 3.4137 | kW
[6 empty] | 2807 | 84180 | 1403 | 23.3833 | 3.4152 | kW
[6 empty] | 2808 | 84210 | 1403.5 | 23.3917 | 3.4166 | kW
[6 empty] | 2809 | 84240 | 1404 | 23.4 | 3.4179 | kW
[6 empty] | 2810 | 84270 | 1404.5 | 23.4083 | 3.4194 | kW
[6 empty] | 2811 | 84300 | 1405 | 23.4167 | 3.4209 | kW
[6 empty] | 2812 | 84330 | 1405.5 | 23.425 | 3.4224 | kW
[6 empty] | 2813 | 84360 | 1406 | 23.4333 | 3.4238 | kW
[6 empty] | 2814 | 84390 | 1406.5 | 23.4417 | 3.4253 | kW
[6 empty] | 2815 | 84420 | 1407 | 23.45 | 3.4268 | kW
[6 empty] | 2816 | 84450 | 1407.5 | 23.4583 | 3.4283 | kW
[6 empty] | 2817 | 84480 | 1408 | 23.4667 | 3.4298 | kW
[6 empty] | 2818 | 84510 | 1408.5 | 23.475 | 3.4313 | kW
[6 empty] | 2819 | 84540 | 1409 | 23.4833 | 3.4328 | kW
[6 empty] | 2820 | 84570 | 1409.5 | 23.4917 | 3.4343 | kW
[6 empty] | 2821 | 84600 | 1410 | 23.5 | 3.4357 | kW
[6 empty] | 2822 | 84630 | 1410.5 | 23.5083 | 3.4372 | kW
[6 empty] | 2823 | 84660 | 1411 | 23.5167 | 3.4387 | kW
[6 empty] | 2824 | 84690 | 1411.5 | 23.525 | 3.4402 | kW
[6 empty] | 2825 | 84720 | 1412 | 23.5333 | 3.4417 | kW
[6 empty] | 2826 | 84750 | 1412.5 | 23.5417 | 3.4432 | kW
[6 empty] | 2827 | 84780 | 1413 | 23.55 | 3.4447 | kW
[6 empty] | 2828 | 84810 | 1413.5 | 23.5583 | 3.4462 | kW
[6 empty] | 2829 | 84840 | 1414 | 23.5667 | 3.4475 | kW
[6 empty] | 2830 | 84870 | 1414.5 | 23.575 | 3.4489 | kW
[6 empty] | 2831 | 84900 | 1415 | 23.5833 | 3.4503 | kW
[6 empty] | 2832 | 84930 | 1415.5 | 23.5917 | 3.4518 | kW
[6 empty] | 2833 | 84960 | 1416 | 23.6 | 3.4532 | kW
[6 empty] | 2834 | 84990 | 1416.5 | 23.6083 | 3.4547 | kW
[6 empty] | 2835 | 85020 | 1417 | 23.6167 | 3.4561 | kW
[6 empty] | 2836 | 85050 | 1417.5 | 23.625 | 3.4576 | kW
[6 empty] | 2837 | 85080 | 1418 | 23.6333 | 3.4591 | kW
[6 empty] | 2838 | 85110 | 1418.5 | 23.6417 | 3.4605 | kW
[6 empty] | 2839 | 85140 | 1419 | 23.65 | 3.462 | kW
[6 empty] | 2840 | 85170 | 1419.5 | 23.6583 | 3.4634 | kW
[6 empty] | 2841 | 85200 | 1420 | 23.6667 | 3.4649 | kW
[6 empty] | 2842 | 85230 | 1420.5 | 23.675 | 3.4663 | kW
[6 empty] | 2843 | 85260 | 1421 | 23.6833 | 3.4678 | kW
[6 empty] | 2844 | 85290 | 1421.5 | 23.6917 | 3.4692 | kW
[6 empty] | 2845 | 85320 | 1422 | 23.7 | 3.4706 | kW
[6 empty] | 2846 | 85350 | 1422.5 | 23.7083 | 3.4721 | kW
[6 empty] | 2847 | 85380 | 1423 | 23.7167 | 3.4735 | kW
[6 empty] | 2848 | 85410 | 1423.5 | 23.725 | 3.475 | kW
[6 empty] | 2849 | 85440 | 1424 | 23.7333 | 3.4764 | kW
[6 empty] | 2850 | 85470 | 1424.5 | 23.7417 | 3.4779 | kW
[6 empty] | 2851 | 85500 | 1425 | 23.75 | 3.4793 | kW
[6 empty] | 2852 | 85530 | 1425.5 | 23.7583 | 3.4807 | kW
[6 empty] | 2853 | 85560 | 1426 | 23.7667 | 3.4822 | kW
[6 empty] | 2854 | 85590 | 1426.5 | 23.775 | 3.4836 | kW
[6 empty] | 2855 | 85620 | 1427 | 23.7833 | 3.4851 | kW
[6 empty] | 2856 | 85650 | 1427.5 | 23.7917 | 3.4865 | kW
[6 empty] | 2857 | 85680 | 1428 | 23.8 | 3.4879 | kW
[6 empty] | 2858 | 85710 | 1428.5 | 23.8083 | 3.4893 | kW
[6 empty] | 2859 | 85740 | 1429 | 23.8167 | 3.4907 | kW
[6 empty] | 2860 | 85770 | 1429.5 | 23.825 | 3.4921 | kW
[6 empty] | 2861 | 85800 | 1430 | 23.8333 | 3.4936 | kW
[6 empty] | 2862 | 85830 | 1430.5 | 23.8417 | 3.495 | kW
[6 empty] | 2863 | 85860 | 1431 | 23.85 | 3.4964 | kW
[6 empty] | 2864 | 85890 | 1431.5 | 23.8583 | 3.4978 | kW
[6 empty] | 2865 | 85920 | 1432 | 23.8667 | 3.4992 | kW
[6 empty] | 2866 | 85950 | 1432.5 | 23.875 | 3.5007 | kW
[6 empty] | 2867 | 85980 | 1433 | 23.8833 | 3.5021 | kW
[6 empty] | 2868 | 86010 | 1433.5 | 23.8917 | 3.5035 | kW
[6 empty] | 2869 | 86040 | 1434 | 23.9 | 3.5049 | kW
[6 empty] | 2870 | 86070 | 1434.5 | 23.9083 | 3.5063 | kW
[6 empty] | 2871 | 86100 | 1435 | 23.9167 | 3.5077 | kW
[6 empty] | 2872 | 86130 | 1435.5 | 23.925 | 3.5091 | kW
[6 empty] | 2873 | 86160 | 1436 | 23.9333 | 3.5105 | kW
[6 empty] | 2874 | 86190 | 1436.5 | 23.9417 | 3.5119 | kW
[6 empty] | 2875 | 86220 | 1437 | 23.95 | 3.5133 | kW
[6 empty] | 2876 | 86250 | 1437.5 | 23.9583 | 3.5147 | kW
[6 empty] | 2877 | 86280 | 1438 | 23.9667 | 3.5161 | kW
[6 empty] | 2878 | 86310 | 1438.5 | 23.975 | 3.5175 | kW
[6 empty] | 2879 | 86340 | 1439 | 23.9833 | 3.5189 | kW
[6 empty] | 2880 | 86370 | 1439.5 | 23.9917 | 3.5203 | kW

## SF1_DEMND_elec
step / index | time [s] | time [min] | time [h] | SF1_DEMND_elec |  | step / index | time [s] | time [min] | time [h] | SF1_DEMND_elec
0 | NaN | NaN | NaN | 0 |  | 0 | NaN | NaN | NaN | 0
1 | 0 | 0 | 0 | 0.40656 | kW | 1 | 0 | 0 | 0 | 0.42245 | kW
2 | 900 | 15 | 0.25 | 0.37369 | kW | 2 | 30 | 0.5 | 0.0083333 | 0.42136 | kW
3 | 1800 | 30 | 0.5 | 0.34081 | kW | 3 | 60 | 1 | 0.016667 | 0.42026 | kW
4 | 2700 | 45 | 0.75 | 0.30794 | kW | 4 | 90 | 1.5 | 0.025 | 0.41916 | kW
5 | 3600 | 60 | 1 | 0.28202 | kW | 5 | 120 | 2 | 0.033333 | 0.41807 | kW
6 | 4500 | 75 | 1.25 | 0.26305 | kW | 6 | 150 | 2.5 | 0.041667 | 0.41697 | kW
7 | 5400 | 90 | 1.5 | 0.24408 | kW | 7 | 180 | 3 | 0.05 | 0.41588 | kW
8 | 6300 | 105 | 1.75 | 0.22511 | kW | 8 | 210 | 3.5 | 0.058333 | 0.41478 | kW
9 | 7200 | 120 | 2 | 0.21339 | kW | 9 | 240 | 4 | 0.066667 | 0.41369 | kW
10 | 8100 | 135 | 2.25 | 0.20892 | kW | 10 | 270 | 4.5 | 0.075 | 0.41259 | kW
11 | 9000 | 150 | 2.5 | 0.2044 | kW | 11 | 300 | 5 | 0.083333 | 0.41149 | kW
12 | 9900 | 165 | 2.75 | 0.1999 | kW | 12 | 330 | 5.5 | 0.091667 | 0.4104 | kW
13 | 10800 | 180 | 3 | 0.19709 | kW | 13 | 360 | 6 | 0.1 | 0.4093 | kW
14 | 11700 | 195 | 3.25 | 0.19578 | kW | 14 | 390 | 6.5 | 0.10833 | 0.40821 | kW
15 | 12600 | 210 | 3.5 | 0.19447 | kW | 15 | 420 | 7 | 0.11667 | 0.40711 | kW
16 | 13500 | 225 | 3.75 | 0.19316 | kW | 16 | 450 | 7.5 | 0.125 | 0.40601 | kW
17 | 14400 | 240 | 4 | 0.19289 | kW | 17 | 480 | 8 | 0.13333 | 0.40492 | kW
18 | 15300 | 255 | 4.25 | 0.19367 | kW | 18 | 510 | 8.5 | 0.14167 | 0.40382 | kW
19 | 16200 | 270 | 4.5 | 0.19445 | kW | 19 | 540 | 9 | 0.15 | 0.40273 | kW
20 | 17100 | 285 | 4.75 | 0.19523 | kW | 20 | 570 | 9.5 | 0.15833 | 0.40163 | kW
21 | 18000 | 300 | 5 | 0.20047 | kW | 21 | 600 | 10 | 0.16667 | 0.40054 | kW
22 | 18900 | 315 | 5.25 | 0.21016 | kW | 22 | 630 | 10.5 | 0.175 | 0.39944 | kW
23 | 19800 | 330 | 5.5 | 0.21984 | kW | 23 | 660 | 11 | 0.18333 | 0.39834 | kW
24 | 20700 | 345 | 5.75 | 0.22954 | kW | 24 | 690 | 11.5 | 0.19167 | 0.39725 | kW
25 | 21600 | 360 | 6 | 0.2614 | kW | 25 | 720 | 12 | 0.2 | 0.39615 | kW
26 | 22500 | 375 | 6.25 | 0.31538 | kW | 26 | 750 | 12.5 | 0.20833 | 0.39506 | kW
27 | 23400 | 390 | 6.5 | 0.36938 | kW | 27 | 780 | 13 | 0.21667 | 0.39396 | kW
28 | 24300 | 405 | 6.75 | 0.42337 | kW | 28 | 810 | 13.5 | 0.225 | 0.39286 | kW
29 | 25200 | 420 | 7 | 0.47495 | kW | 29 | 840 | 14 | 0.23333 | 0.39177 | kW
30 | 26100 | 435 | 7.25 | 0.52411 | kW | 30 | 870 | 14.5 | 0.24167 | 0.39067 | kW
31 | 27000 | 450 | 7.5 | 0.57327 | kW | 31 | 900 | 15 | 0.25 | 0.38958 | kW
32 | 27900 | 465 | 7.75 | 0.62242 | kW | 32 | 930 | 15.5 | 0.25833 | 0.38848 | kW
33 | 28800 | 480 | 8 | 0.64956 | kW | 33 | 960 | 16 | 0.26667 | 0.38739 | kW
34 | 29700 | 495 | 8.25 | 0.65469 | kW | 34 | 990 | 16.5 | 0.275 | 0.38629 | kW
35 | 30600 | 510 | 8.5 | 0.65981 | kW | 35 | 1020 | 17 | 0.28333 | 0.38519 | kW
36 | 31500 | 525 | 8.75 | 0.66493 | kW | 36 | 1050 | 17.5 | 0.29167 | 0.3841 | kW
37 | 32400 | 540 | 9 | 0.66106 | kW | 37 | 1080 | 18 | 0.3 | 0.383 | kW
38 | 33300 | 555 | 9.25 | 0.64819 | kW | 38 | 1110 | 18.5 | 0.30833 | 0.38191 | kW
39 | 34200 | 570 | 9.5 | 0.63531 | kW | 39 | 1140 | 19 | 0.31667 | 0.38081 | kW
40 | 35100 | 585 | 9.75 | 0.62244 | kW | 40 | 1170 | 19.5 | 0.325 | 0.37971 | kW
41 | 36000 | 600 | 10 | 0.61156 | kW | 41 | 1200 | 20 | 0.33333 | 0.37862 | kW
42 | 36900 | 615 | 10.25 | 0.60293 | kW | 42 | 1230 | 20.5 | 0.34167 | 0.37752 | kW
43 | 37800 | 630 | 10.5 | 0.59421 | kW | 43 | 1260 | 21 | 0.35 | 0.37643 | kW
44 | 38700 | 645 | 10.75 | 0.58548 | kW | 44 | 1290 | 21.5 | 0.35833 | 0.37533 | kW
45 | 39600 | 660 | 11 | 0.58253 | kW | 45 | 1320 | 22 | 0.36667 | 0.37424 | kW
46 | 40500 | 675 | 11.25 | 0.58507 | kW | 46 | 1350 | 22.5 | 0.375 | 0.37314 | kW
47 | 41400 | 690 | 11.5 | 0.58769 | kW | 47 | 1380 | 23 | 0.38333 | 0.37204 | kW
48 | 42300 | 705 | 11.75 | 0.59031 | kW | 48 | 1410 | 23.5 | 0.39167 | 0.37095 | kW
49 | 43200 | 720 | 12 | 0.59985 | kW | 49 | 1440 | 24 | 0.4 | 0.36985 | kW
50 | 44100 | 735 | 12.25 | 0.61488 | kW | 50 | 1470 | 24.5 | 0.40833 | 0.36876 | kW
51 | 45000 | 750 | 12.5 | 0.6303 | kW | 51 | 1500 | 25 | 0.41667 | 0.36766 | kW
52 | 45900 | 765 | 12.75 | 0.64576 | kW | 52 | 1530 | 25.5 | 0.425 | 0.36656 | kW
53 | 46800 | 780 | 13 | 0.65269 | kW | 53 | 1560 | 26 | 0.43333 | 0.36547 | kW
54 | 47700 | 795 | 13.25 | 0.6512 | kW | 54 | 1590 | 26.5 | 0.44167 | 0.36437 | kW
55 | 48600 | 810 | 13.5 | 0.64967 | kW | 55 | 1620 | 27 | 0.45 | 0.36328 | kW
56 | 49500 | 825 | 13.75 | 0.64814 | kW | 56 | 1650 | 27.5 | 0.45833 | 0.36218 | kW
57 | 50400 | 840 | 14 | 0.63802 | kW | 57 | 1680 | 28 | 0.46667 | 0.36109 | kW
58 | 51300 | 855 | 14.25 | 0.62087 | kW | 58 | 1710 | 28.5 | 0.475 | 0.35999 | kW
59 | 52200 | 870 | 14.5 | 0.60324 | kW | 59 | 1740 | 29 | 0.48333 | 0.35889 | kW
60 | 53100 | 885 | 14.75 | 0.58558 | kW | 60 | 1770 | 29.5 | 0.49167 | 0.3578 | kW
61 | 54000 | 900 | 15 | 0.57017 | kW | 61 | 1800 | 30 | 0.5 | 0.3567 | kW
62 | 54900 | 915 | 15.25 | 0.55702 | kW | 62 | 1830 | 30.5 | 0.50833 | 0.35561 | kW
63 | 55800 | 930 | 15.5 | 0.54386 | kW | 63 | 1860 | 31 | 0.51667 | 0.35451 | kW
64 | 56700 | 945 | 15.75 | 0.5307 | kW | 64 | 1890 | 31.5 | 0.525 | 0.35341 | kW
65 | 57600 | 960 | 16 | 0.52437 | kW | 65 | 1920 | 32 | 0.53333 | 0.35232 | kW
66 | 58500 | 975 | 16.25 | 0.52488 | kW | 66 | 1950 | 32.5 | 0.54167 | 0.35122 | kW
67 | 59400 | 990 | 16.5 | 0.52538 | kW | 67 | 1980 | 33 | 0.55 | 0.35013 | kW
68 | 60300 | 1005 | 16.75 | 0.52588 | kW | 68 | 2010 | 33.5 | 0.55833 | 0.34903 | kW
69 | 61200 | 1020 | 17 | 0.54075 | kW | 69 | 2040 | 34 | 0.56667 | 0.34794 | kW
70 | 62100 | 1035 | 17.25 | 0.57004 | kW | 70 | 2070 | 34.5 | 0.575 | 0.34684 | kW
71 | 63000 | 1050 | 17.5 | 0.59933 | kW | 71 | 2100 | 35 | 0.58333 | 0.34574 | kW
72 | 63900 | 1065 | 17.75 | 0.62861 | kW | 72 | 2130 | 35.5 | 0.59167 | 0.34465 | kW
73 | 64800 | 1080 | 18 | 0.6667 | kW | 73 | 2160 | 36 | 0.6 | 0.34355 | kW
74 | 65700 | 1095 | 18.25 | 0.71361 | kW | 74 | 2190 | 36.5 | 0.60833 | 0.34246 | kW
75 | 66600 | 1110 | 18.5 | 0.76052 | kW | 75 | 2220 | 37 | 0.61667 | 0.34136 | kW
76 | 67500 | 1125 | 18.75 | 0.80742 | kW | 76 | 2250 | 37.5 | 0.625 | 0.34026 | kW
77 | 68400 | 1140 | 19 | 0.84416 | kW | 77 | 2280 | 38 | 0.63333 | 0.33917 | kW
78 | 69300 | 1155 | 19.25 | 0.87005 | kW | 78 | 2310 | 38.5 | 0.64167 | 0.33805 | kW
79 | 70200 | 1170 | 19.5 | 0.89612 | kW | 79 | 2340 | 39 | 0.65 | 0.33697 | kW
80 | 71100 | 1185 | 19.75 | 0.9222 | kW | 80 | 2370 | 39.5 | 0.65833 | 0.33588 | kW
81 | 72000 | 1200 | 20 | 0.92268 | kW | 81 | 2400 | 40 | 0.66667 | 0.33478 | kW
82 | 72900 | 1215 | 20.25 | 0.89985 | kW | 82 | 2430 | 40.5 | 0.675 | 0.33369 | kW
83 | 73800 | 1230 | 20.5 | 0.87642 | kW | 83 | 2460 | 41 | 0.68333 | 0.33259 | kW
84 | 74700 | 1245 | 20.75 | 0.85289 | kW | 84 | 2490 | 41.5 | 0.69167 | 0.3315 | kW
85 | 75600 | 1260 | 21 | 0.82409 | kW | 85 | 2520 | 42 | 0.7 | 0.3304 | kW
86 | 76500 | 1275 | 21.25 | 0.79003 | kW | 86 | 2550 | 42.5 | 0.70833 | 0.32931 | kW
87 | 77400 | 1290 | 21.5 | 0.75597 | kW | 87 | 2580 | 43 | 0.71667 | 0.32821 | kW
88 | 78300 | 1305 | 21.75 | 0.72191 | kW | 88 | 2610 | 43.5 | 0.725 | 0.32711 | kW
89 | 79200 | 1320 | 22 | 0.68969 | kW | 89 | 2640 | 44 | 0.73333 | 0.32602 | kW
90 | 80100 | 1335 | 22.25 | 0.65931 | kW | 90 | 2670 | 44.5 | 0.74167 | 0.32492 | kW
91 | 81000 | 1350 | 22.5 | 0.62894 | kW | 91 | 2700 | 45 | 0.75 | 0.32383 | kW
92 | 81900 | 1365 | 22.75 | 0.59853 | kW | 92 | 2730 | 45.5 | 0.75833 | 0.32273 | kW
93 | 82800 | 1380 | 23 | 0.56445 | kW | 93 | 2760 | 46 | 0.76667 | 0.32164 | kW
94 | 83700 | 1395 | 23.25 | 0.52661 | kW | 94 | 2790 | 46.5 | 0.775 | 0.32054 | kW
95 | 84600 | 1410 | 23.5 | 0.48877 | kW | 95 | 2820 | 47 | 0.78333 | 0.31944 | kW
96 | 85500 | 1425 | 23.75 | 0.45092 | kW | 96 | 2850 | 47.5 | 0.79167 | 0.31835 | kW
[6 empty] | 97 | 2880 | 48 | 0.8 | 0.31725 | kW
[6 empty] | 98 | 2910 | 48.5 | 0.80833 | 0.31616 | kW
[6 empty] | 99 | 2940 | 49 | 0.81667 | 0.31506 | kW
[6 empty] | 100 | 2970 | 49.5 | 0.825 | 0.31396 | kW
[6 empty] | 101 | 3000 | 50 | 0.83333 | 0.31287 | kW
[6 empty] | 102 | 3030 | 50.5 | 0.84167 | 0.31177 | kW
[6 empty] | 103 | 3060 | 51 | 0.85 | 0.31068 | kW
[6 empty] | 104 | 3090 | 51.5 | 0.85833 | 0.30958 | kW
[6 empty] | 105 | 3120 | 52 | 0.86667 | 0.30849 | kW
[6 empty] | 106 | 3150 | 52.5 | 0.875 | 0.30739 | kW
[6 empty] | 107 | 3180 | 53 | 0.88333 | 0.30629 | kW
[6 empty] | 108 | 3210 | 53.5 | 0.89167 | 0.3052 | kW
[6 empty] | 109 | 3240 | 54 | 0.9 | 0.3041 | kW
[6 empty] | 110 | 3270 | 54.5 | 0.90833 | 0.30301 | kW
[6 empty] | 111 | 3300 | 55 | 0.91667 | 0.30191 | kW
[6 empty] | 112 | 3330 | 55.5 | 0.925 | 0.30081 | kW
[6 empty] | 113 | 3360 | 56 | 0.93333 | 0.29972 | kW
[6 empty] | 114 | 3390 | 56.5 | 0.94167 | 0.29862 | kW
[6 empty] | 115 | 3420 | 57 | 0.95 | 0.29753 | kW
[6 empty] | 116 | 3450 | 57.5 | 0.95833 | 0.29643 | kW
[6 empty] | 117 | 3480 | 58 | 0.96667 | 0.29534 | kW
[6 empty] | 118 | 3510 | 58.5 | 0.975 | 0.29424 | kW
[6 empty] | 119 | 3540 | 59 | 0.98333 | 0.29314 | kW
[6 empty] | 120 | 3570 | 59.5 | 0.99167 | 0.29205 | kW
[6 empty] | 121 | 3600 | 60 | 1 | 0.29118 | kW
[6 empty] | 122 | 3630 | 60.5 | 1.0083 | 0.29055 | kW
[6 empty] | 123 | 3660 | 61 | 1.0167 | 0.28992 | kW
[6 empty] | 124 | 3690 | 61.5 | 1.025 | 0.28929 | kW
[6 empty] | 125 | 3720 | 62 | 1.0333 | 0.28865 | kW
[6 empty] | 126 | 3750 | 62.5 | 1.0417 | 0.28802 | kW
[6 empty] | 127 | 3780 | 63 | 1.05 | 0.28739 | kW
[6 empty] | 128 | 3810 | 63.5 | 1.0583 | 0.28676 | kW
[6 empty] | 129 | 3840 | 64 | 1.0667 | 0.28613 | kW
[6 empty] | 130 | 3870 | 64.5 | 1.075 | 0.28549 | kW
[6 empty] | 131 | 3900 | 65 | 1.0833 | 0.28486 | kW
[6 empty] | 132 | 3930 | 65.5 | 1.0917 | 0.28423 | kW
[6 empty] | 133 | 3960 | 66 | 1.1 | 0.2836 | kW
[6 empty] | 134 | 3990 | 66.5 | 1.1083 | 0.28296 | kW
[6 empty] | 135 | 4020 | 67 | 1.1167 | 0.28233 | kW
[6 empty] | 136 | 4050 | 67.5 | 1.125 | 0.2817 | kW
[6 empty] | 137 | 4080 | 68 | 1.1333 | 0.28107 | kW
[6 empty] | 138 | 4110 | 68.5 | 1.1417 | 0.28043 | kW
[6 empty] | 139 | 4140 | 69 | 1.15 | 0.2798 | kW
[6 empty] | 140 | 4170 | 69.5 | 1.1583 | 0.27917 | kW
[6 empty] | 141 | 4200 | 70 | 1.1667 | 0.27854 | kW
[6 empty] | 142 | 4230 | 70.5 | 1.175 | 0.27791 | kW
[6 empty] | 143 | 4260 | 71 | 1.1833 | 0.27727 | kW
[6 empty] | 144 | 4290 | 71.5 | 1.1917 | 0.27664 | kW
[6 empty] | 145 | 4320 | 72 | 1.2 | 0.27601 | kW
[6 empty] | 146 | 4350 | 72.5 | 1.2083 | 0.27538 | kW
[6 empty] | 147 | 4380 | 73 | 1.2167 | 0.27474 | kW
[6 empty] | 148 | 4410 | 73.5 | 1.225 | 0.27411 | kW
[6 empty] | 149 | 4440 | 74 | 1.2333 | 0.27348 | kW
[6 empty] | 150 | 4470 | 74.5 | 1.2417 | 0.27285 | kW
[6 empty] | 151 | 4500 | 75 | 1.25 | 0.27222 | kW
[6 empty] | 152 | 4530 | 75.5 | 1.2583 | 0.27158 | kW
[6 empty] | 153 | 4560 | 76 | 1.2667 | 0.27095 | kW
[6 empty] | 154 | 4590 | 76.5 | 1.275 | 0.27032 | kW
[6 empty] | 155 | 4620 | 77 | 1.2833 | 0.26969 | kW
[6 empty] | 156 | 4650 | 77.5 | 1.2917 | 0.26905 | kW
[6 empty] | 157 | 4680 | 78 | 1.3 | 0.26842 | kW
[6 empty] | 158 | 4710 | 78.5 | 1.3083 | 0.26779 | kW
[6 empty] | 159 | 4740 | 79 | 1.3167 | 0.26716 | kW
[6 empty] | 160 | 4770 | 79.5 | 1.325 | 0.26652 | kW
[6 empty] | 161 | 4800 | 80 | 1.3333 | 0.26589 | kW
[6 empty] | 162 | 4830 | 80.5 | 1.3417 | 0.26526 | kW
[6 empty] | 163 | 4860 | 81 | 1.35 | 0.26463 | kW
[6 empty] | 164 | 4890 | 81.5 | 1.3583 | 0.264 | kW
[6 empty] | 165 | 4920 | 82 | 1.3667 | 0.26336 | kW
[6 empty] | 166 | 4950 | 82.5 | 1.375 | 0.26273 | kW
[6 empty] | 167 | 4980 | 83 | 1.3833 | 0.2621 | kW
[6 empty] | 168 | 5010 | 83.5 | 1.3917 | 0.26147 | kW
[6 empty] | 169 | 5040 | 84 | 1.4 | 0.26083 | kW
[6 empty] | 170 | 5070 | 84.5 | 1.4083 | 0.2602 | kW
[6 empty] | 171 | 5100 | 85 | 1.4167 | 0.25957 | kW
[6 empty] | 172 | 5130 | 85.5 | 1.425 | 0.25894 | kW
[6 empty] | 173 | 5160 | 86 | 1.4333 | 0.2583 | kW
[6 empty] | 174 | 5190 | 86.5 | 1.4417 | 0.25767 | kW
[6 empty] | 175 | 5220 | 87 | 1.45 | 0.25704 | kW
[6 empty] | 176 | 5250 | 87.5 | 1.4583 | 0.25641 | kW
[6 empty] | 177 | 5280 | 88 | 1.4667 | 0.25578 | kW
[6 empty] | 178 | 5310 | 88.5 | 1.475 | 0.25514 | kW
[6 empty] | 179 | 5340 | 89 | 1.4833 | 0.25451 | kW
[6 empty] | 180 | 5370 | 89.5 | 1.4917 | 0.25388 | kW
[6 empty] | 181 | 5400 | 90 | 1.5 | 0.25325 | kW
[6 empty] | 182 | 5430 | 90.5 | 1.5083 | 0.25261 | kW
[6 empty] | 183 | 5460 | 91 | 1.5167 | 0.25198 | kW
[6 empty] | 184 | 5490 | 91.5 | 1.525 | 0.25135 | kW
[6 empty] | 185 | 5520 | 92 | 1.5333 | 0.25072 | kW
[6 empty] | 186 | 5550 | 92.5 | 1.5417 | 0.25008 | kW
[6 empty] | 187 | 5580 | 93 | 1.55 | 0.24945 | kW
[6 empty] | 188 | 5610 | 93.5 | 1.5583 | 0.24882 | kW
[6 empty] | 189 | 5640 | 94 | 1.5667 | 0.24819 | kW
[6 empty] | 190 | 5670 | 94.5 | 1.575 | 0.24756 | kW
[6 empty] | 191 | 5700 | 95 | 1.5833 | 0.24692 | kW
[6 empty] | 192 | 5730 | 95.5 | 1.5917 | 0.24629 | kW
[6 empty] | 193 | 5760 | 96 | 1.6 | 0.24566 | kW
[6 empty] | 194 | 5790 | 96.5 | 1.6083 | 0.24503 | kW
[6 empty] | 195 | 5820 | 97 | 1.6167 | 0.24439 | kW
[6 empty] | 196 | 5850 | 97.5 | 1.625 | 0.24376 | kW
[6 empty] | 197 | 5880 | 98 | 1.6333 | 0.24313 | kW
[6 empty] | 198 | 5910 | 98.5 | 1.6417 | 0.2425 | kW
[6 empty] | 199 | 5940 | 99 | 1.65 | 0.24187 | kW
[6 empty] | 200 | 5970 | 99.5 | 1.6583 | 0.24123 | kW
[6 empty] | 201 | 6000 | 100 | 1.6667 | 0.2406 | kW
[6 empty] | 202 | 6030 | 100.5 | 1.675 | 0.23997 | kW
[6 empty] | 203 | 6060 | 101 | 1.6833 | 0.23934 | kW
[6 empty] | 204 | 6090 | 101.5 | 1.6917 | 0.2387 | kW
[6 empty] | 205 | 6120 | 102 | 1.7 | 0.23807 | kW
[6 empty] | 206 | 6150 | 102.5 | 1.7083 | 0.23744 | kW
[6 empty] | 207 | 6180 | 103 | 1.7167 | 0.23681 | kW
[6 empty] | 208 | 6210 | 103.5 | 1.725 | 0.23617 | kW
[6 empty] | 209 | 6240 | 104 | 1.7333 | 0.23554 | kW
[6 empty] | 210 | 6270 | 104.5 | 1.7417 | 0.23491 | kW
[6 empty] | 211 | 6300 | 105 | 1.75 | 0.23428 | kW
[6 empty] | 212 | 6330 | 105.5 | 1.7583 | 0.23365 | kW
[6 empty] | 213 | 6360 | 106 | 1.7667 | 0.23301 | kW
[6 empty] | 214 | 6390 | 106.5 | 1.775 | 0.23238 | kW
[6 empty] | 215 | 6420 | 107 | 1.7833 | 0.23175 | kW
[6 empty] | 216 | 6450 | 107.5 | 1.7917 | 0.23112 | kW
[6 empty] | 217 | 6480 | 108 | 1.8 | 0.23048 | kW
[6 empty] | 218 | 6510 | 108.5 | 1.8083 | 0.22985 | kW
[6 empty] | 219 | 6540 | 109 | 1.8167 | 0.22922 | kW
[6 empty] | 220 | 6570 | 109.5 | 1.825 | 0.22859 | kW
[6 empty] | 221 | 6600 | 110 | 1.8333 | 0.22795 | kW
[6 empty] | 222 | 6630 | 110.5 | 1.8417 | 0.22732 | kW
[6 empty] | 223 | 6660 | 111 | 1.85 | 0.22669 | kW
[6 empty] | 224 | 6690 | 111.5 | 1.8583 | 0.22606 | kW
[6 empty] | 225 | 6720 | 112 | 1.8667 | 0.22543 | kW
[6 empty] | 226 | 6750 | 112.5 | 1.875 | 0.22479 | kW
[6 empty] | 227 | 6780 | 113 | 1.8833 | 0.22416 | kW
[6 empty] | 228 | 6810 | 113.5 | 1.8917 | 0.22353 | kW
[6 empty] | 229 | 6840 | 114 | 1.9 | 0.2229 | kW
[6 empty] | 230 | 6870 | 114.5 | 1.9083 | 0.22226 | kW
[6 empty] | 231 | 6900 | 115 | 1.9167 | 0.22163 | kW
[6 empty] | 232 | 6930 | 115.5 | 1.925 | 0.221 | kW
[6 empty] | 233 | 6960 | 116 | 1.9333 | 0.22037 | kW
[6 empty] | 234 | 6990 | 116.5 | 1.9417 | 0.21973 | kW
[6 empty] | 235 | 7020 | 117 | 1.95 | 0.2191 | kW
[6 empty] | 236 | 7050 | 117.5 | 1.9583 | 0.21847 | kW
[6 empty] | 237 | 7080 | 118 | 1.9667 | 0.21784 | kW
[6 empty] | 238 | 7110 | 118.5 | 1.975 | 0.21721 | kW
[6 empty] | 239 | 7140 | 119 | 1.9833 | 0.21657 | kW
[6 empty] | 240 | 7170 | 119.5 | 1.9917 | 0.21597 | kW
[6 empty] | 241 | 7200 | 120 | 2 | 0.21557 | kW
[6 empty] | 242 | 7230 | 120.5 | 2.0083 | 0.21536 | kW
[6 empty] | 243 | 7260 | 121 | 2.0167 | 0.21523 | kW
[6 empty] | 244 | 7290 | 121.5 | 2.025 | 0.2151 | kW
[6 empty] | 245 | 7320 | 122 | 2.0333 | 0.21497 | kW
[6 empty] | 246 | 7350 | 122.5 | 2.0417 | 0.21482 | kW
[6 empty] | 247 | 7380 | 123 | 2.05 | 0.21466 | kW
[6 empty] | 248 | 7410 | 123.5 | 2.0583 | 0.21451 | kW
[6 empty] | 249 | 7440 | 124 | 2.0667 | 0.21436 | kW
[6 empty] | 250 | 7470 | 124.5 | 2.075 | 0.21421 | kW
[6 empty] | 251 | 7500 | 125 | 2.0833 | 0.21406 | kW
[6 empty] | 252 | 7530 | 125.5 | 2.0917 | 0.21391 | kW
[6 empty] | 253 | 7560 | 126 | 2.1 | 0.21376 | kW
[6 empty] | 254 | 7590 | 126.5 | 2.1083 | 0.21361 | kW
[6 empty] | 255 | 7620 | 127 | 2.1167 | 0.21346 | kW
[6 empty] | 256 | 7650 | 127.5 | 2.125 | 0.21331 | kW
[6 empty] | 257 | 7680 | 128 | 2.1333 | 0.21316 | kW
[6 empty] | 258 | 7710 | 128.5 | 2.1417 | 0.21301 | kW
[6 empty] | 259 | 7740 | 129 | 2.15 | 0.21287 | kW
[6 empty] | 260 | 7770 | 129.5 | 2.1583 | 0.21271 | kW
[6 empty] | 261 | 7800 | 130 | 2.1667 | 0.21257 | kW
[6 empty] | 262 | 7830 | 130.5 | 2.175 | 0.21242 | kW
[6 empty] | 263 | 7860 | 131 | 2.1833 | 0.21227 | kW
[6 empty] | 264 | 7890 | 131.5 | 2.1917 | 0.21212 | kW
[6 empty] | 265 | 7920 | 132 | 2.2 | 0.21198 | kW
[6 empty] | 266 | 7950 | 132.5 | 2.2083 | 0.21183 | kW
[6 empty] | 267 | 7980 | 133 | 2.2167 | 0.21168 | kW
[6 empty] | 268 | 8010 | 133.5 | 2.225 | 0.21153 | kW
[6 empty] | 269 | 8040 | 134 | 2.2333 | 0.21138 | kW
[6 empty] | 270 | 8070 | 134.5 | 2.2417 | 0.21123 | kW
[6 empty] | 271 | 8100 | 135 | 2.25 | 0.21109 | kW
[6 empty] | 272 | 8130 | 135.5 | 2.2583 | 0.21093 | kW
[6 empty] | 273 | 8160 | 136 | 2.2667 | 0.21079 | kW
[6 empty] | 274 | 8190 | 136.5 | 2.275 | 0.21064 | kW
[6 empty] | 275 | 8220 | 137 | 2.2833 | 0.21049 | kW
[6 empty] | 276 | 8250 | 137.5 | 2.2917 | 0.21034 | kW
[6 empty] | 277 | 8280 | 138 | 2.3 | 0.21019 | kW
[6 empty] | 278 | 8310 | 138.5 | 2.3083 | 0.21004 | kW
[6 empty] | 279 | 8340 | 139 | 2.3167 | 0.20989 | kW
[6 empty] | 280 | 8370 | 139.5 | 2.325 | 0.20974 | kW
[6 empty] | 281 | 8400 | 140 | 2.3333 | 0.20959 | kW
[6 empty] | 282 | 8430 | 140.5 | 2.3417 | 0.20944 | kW
[6 empty] | 283 | 8460 | 141 | 2.35 | 0.20929 | kW
[6 empty] | 284 | 8490 | 141.5 | 2.3583 | 0.20915 | kW
[6 empty] | 285 | 8520 | 142 | 2.3667 | 0.209 | kW
[6 empty] | 286 | 8550 | 142.5 | 2.375 | 0.20885 | kW
[6 empty] | 287 | 8580 | 143 | 2.3833 | 0.2087 | kW
[6 empty] | 288 | 8610 | 143.5 | 2.3917 | 0.20855 | kW
[6 empty] | 289 | 8640 | 144 | 2.4 | 0.2084 | kW
[6 empty] | 290 | 8670 | 144.5 | 2.4083 | 0.20825 | kW
[6 empty] | 291 | 8700 | 145 | 2.4167 | 0.2081 | kW
[6 empty] | 292 | 8730 | 145.5 | 2.425 | 0.20795 | kW
[6 empty] | 293 | 8760 | 146 | 2.4333 | 0.2078 | kW
[6 empty] | 294 | 8790 | 146.5 | 2.4417 | 0.20765 | kW
[6 empty] | 295 | 8820 | 147 | 2.45 | 0.2075 | kW
[6 empty] | 296 | 8850 | 147.5 | 2.4583 | 0.20735 | kW
[6 empty] | 297 | 8880 | 148 | 2.4667 | 0.2072 | kW
[6 empty] | 298 | 8910 | 148.5 | 2.475 | 0.20705 | kW
[6 empty] | 299 | 8940 | 149 | 2.4833 | 0.2069 | kW
[6 empty] | 300 | 8970 | 149.5 | 2.4917 | 0.20676 | kW
[6 empty] | 301 | 9000 | 150 | 2.5 | 0.20661 | kW
[6 empty] | 302 | 9030 | 150.5 | 2.5083 | 0.20646 | kW
[6 empty] | 303 | 9060 | 151 | 2.5167 | 0.20631 | kW
[6 empty] | 304 | 9090 | 151.5 | 2.525 | 0.20613 | kW
[6 empty] | 305 | 9120 | 152 | 2.5333 | 0.20598 | kW
[6 empty] | 306 | 9150 | 152.5 | 2.5417 | 0.20583 | kW
[6 empty] | 307 | 9180 | 153 | 2.55 | 0.20567 | kW
[6 empty] | 308 | 9210 | 153.5 | 2.5583 | 0.20552 | kW
[6 empty] | 309 | 9240 | 154 | 2.5667 | 0.20537 | kW
[6 empty] | 310 | 9270 | 154.5 | 2.575 | 0.20522 | kW
[6 empty] | 311 | 9300 | 155 | 2.5833 | 0.20506 | kW
[6 empty] | 312 | 9330 | 155.5 | 2.5917 | 0.20491 | kW
[6 empty] | 313 | 9360 | 156 | 2.6 | 0.20476 | kW
[6 empty] | 314 | 9390 | 156.5 | 2.6083 | 0.20461 | kW
[6 empty] | 315 | 9420 | 157 | 2.6167 | 0.20446 | kW
[6 empty] | 316 | 9450 | 157.5 | 2.625 | 0.20431 | kW
[6 empty] | 317 | 9480 | 158 | 2.6333 | 0.20416 | kW
[6 empty] | 318 | 9510 | 158.5 | 2.6417 | 0.20401 | kW
[6 empty] | 319 | 9540 | 159 | 2.65 | 0.20386 | kW
[6 empty] | 320 | 9570 | 159.5 | 2.6583 | 0.20371 | kW
[6 empty] | 321 | 9600 | 160 | 2.6667 | 0.20357 | kW
[6 empty] | 322 | 9630 | 160.5 | 2.675 | 0.20342 | kW
[6 empty] | 323 | 9660 | 161 | 2.6833 | 0.20327 | kW
[6 empty] | 324 | 9690 | 161.5 | 2.6917 | 0.20313 | kW
[6 empty] | 325 | 9720 | 162 | 2.7 | 0.20299 | kW
[6 empty] | 326 | 9750 | 162.5 | 2.7083 | 0.20284 | kW
[6 empty] | 327 | 9780 | 163 | 2.7167 | 0.2027 | kW
[6 empty] | 328 | 9810 | 163.5 | 2.725 | 0.20256 | kW
[6 empty] | 329 | 9840 | 164 | 2.7333 | 0.20242 | kW
[6 empty] | 330 | 9870 | 164.5 | 2.7417 | 0.20228 | kW
[6 empty] | 331 | 9900 | 165 | 2.75 | 0.20211 | kW
[6 empty] | 332 | 9930 | 165.5 | 2.7583 | 0.20188 | kW
[6 empty] | 333 | 9960 | 166 | 2.7667 | 0.20173 | kW
[6 empty] | 334 | 9990 | 166.5 | 2.775 | 0.20158 | kW
[6 empty] | 335 | 10020 | 167 | 2.7833 | 0.20143 | kW
[6 empty] | 336 | 10050 | 167.5 | 2.7917 | 0.20128 | kW
[6 empty] | 337 | 10080 | 168 | 2.8 | 0.20113 | kW
[6 empty] | 338 | 10110 | 168.5 | 2.8083 | 0.20098 | kW
[6 empty] | 339 | 10140 | 169 | 2.8167 | 0.20083 | kW
[6 empty] | 340 | 10170 | 169.5 | 2.825 | 0.20068 | kW
[6 empty] | 341 | 10200 | 170 | 2.8333 | 0.20053 | kW
[6 empty] | 342 | 10230 | 170.5 | 2.8417 | 0.20039 | kW
[6 empty] | 343 | 10260 | 171 | 2.85 | 0.20024 | kW
[6 empty] | 344 | 10290 | 171.5 | 2.8583 | 0.20009 | kW
[6 empty] | 345 | 10320 | 172 | 2.8667 | 0.19995 | kW
[6 empty] | 346 | 10350 | 172.5 | 2.875 | 0.1998 | kW
[6 empty] | 347 | 10380 | 173 | 2.8833 | 0.19965 | kW
[6 empty] | 348 | 10410 | 173.5 | 2.8917 | 0.19951 | kW
[6 empty] | 349 | 10440 | 174 | 2.9 | 0.19937 | kW
[6 empty] | 350 | 10470 | 174.5 | 2.9083 | 0.19922 | kW
[6 empty] | 351 | 10500 | 175 | 2.9167 | 0.19908 | kW
[6 empty] | 352 | 10530 | 175.5 | 2.925 | 0.19894 | kW
[6 empty] | 353 | 10560 | 176 | 2.9333 | 0.1988 | kW
[6 empty] | 354 | 10590 | 176.5 | 2.9417 | 0.19866 | kW
[6 empty] | 355 | 10620 | 177 | 2.95 | 0.19852 | kW
[6 empty] | 356 | 10650 | 177.5 | 2.9583 | 0.19838 | kW
[6 empty] | 357 | 10680 | 178 | 2.9667 | 0.19824 | kW
[6 empty] | 358 | 10710 | 178.5 | 2.975 | 0.19811 | kW
[6 empty] | 359 | 10740 | 179 | 2.9833 | 0.19797 | kW
[6 empty] | 360 | 10770 | 179.5 | 2.9917 | 0.19784 | kW
[6 empty] | 361 | 10800 | 180 | 3 | 0.19773 | kW
[6 empty] | 362 | 10830 | 180.5 | 3.0083 | 0.19768 | kW
[6 empty] | 363 | 10860 | 181 | 3.0167 | 0.19764 | kW
[6 empty] | 364 | 10890 | 181.5 | 3.025 | 0.1976 | kW
[6 empty] | 365 | 10920 | 182 | 3.0333 | 0.19755 | kW
[6 empty] | 366 | 10950 | 182.5 | 3.0417 | 0.19751 | kW
[6 empty] | 367 | 10980 | 183 | 3.05 | 0.19747 | kW
[6 empty] | 368 | 11010 | 183.5 | 3.0583 | 0.19742 | kW
[6 empty] | 369 | 11040 | 184 | 3.0667 | 0.19738 | kW
[6 empty] | 370 | 11070 | 184.5 | 3.075 | 0.19733 | kW
[6 empty] | 371 | 11100 | 185 | 3.0833 | 0.19729 | kW
[6 empty] | 372 | 11130 | 185.5 | 3.0917 | 0.19725 | kW
[6 empty] | 373 | 11160 | 186 | 3.1 | 0.1972 | kW
[6 empty] | 374 | 11190 | 186.5 | 3.1083 | 0.19716 | kW
[6 empty] | 375 | 11220 | 187 | 3.1167 | 0.19712 | kW
[6 empty] | 376 | 11250 | 187.5 | 3.125 | 0.19707 | kW
[6 empty] | 377 | 11280 | 188 | 3.1333 | 0.19703 | kW
[6 empty] | 378 | 11310 | 188.5 | 3.1417 | 0.19698 | kW
[6 empty] | 379 | 11340 | 189 | 3.15 | 0.19694 | kW
[6 empty] | 380 | 11370 | 189.5 | 3.1583 | 0.1969 | kW
[6 empty] | 381 | 11400 | 190 | 3.1667 | 0.19685 | kW
[6 empty] | 382 | 11430 | 190.5 | 3.175 | 0.19681 | kW
[6 empty] | 383 | 11460 | 191 | 3.1833 | 0.19677 | kW
[6 empty] | 384 | 11490 | 191.5 | 3.1917 | 0.19672 | kW
[6 empty] | 385 | 11520 | 192 | 3.2 | 0.19668 | kW
[6 empty] | 386 | 11550 | 192.5 | 3.2083 | 0.19663 | kW
[6 empty] | 387 | 11580 | 193 | 3.2167 | 0.19659 | kW
[6 empty] | 388 | 11610 | 193.5 | 3.225 | 0.19655 | kW
[6 empty] | 389 | 11640 | 194 | 3.2333 | 0.1965 | kW
[6 empty] | 390 | 11670 | 194.5 | 3.2417 | 0.19646 | kW
[6 empty] | 391 | 11700 | 195 | 3.25 | 0.19642 | kW
[6 empty] | 392 | 11730 | 195.5 | 3.2583 | 0.19637 | kW
[6 empty] | 393 | 11760 | 196 | 3.2667 | 0.19633 | kW
[6 empty] | 394 | 11790 | 196.5 | 3.275 | 0.19628 | kW
[6 empty] | 395 | 11820 | 197 | 3.2833 | 0.19624 | kW
[6 empty] | 396 | 11850 | 197.5 | 3.2917 | 0.1962 | kW
[6 empty] | 397 | 11880 | 198 | 3.3 | 0.19615 | kW
[6 empty] | 398 | 11910 | 198.5 | 3.3083 | 0.19611 | kW
[6 empty] | 399 | 11940 | 199 | 3.3167 | 0.19607 | kW
[6 empty] | 400 | 11970 | 199.5 | 3.325 | 0.19602 | kW
[6 empty] | 401 | 12000 | 200 | 3.3333 | 0.19598 | kW
[6 empty] | 402 | 12030 | 200.5 | 3.3417 | 0.19593 | kW
[6 empty] | 403 | 12060 | 201 | 3.35 | 0.19589 | kW
[6 empty] | 404 | 12090 | 201.5 | 3.3583 | 0.19585 | kW
[6 empty] | 405 | 12120 | 202 | 3.3667 | 0.1958 | kW
[6 empty] | 406 | 12150 | 202.5 | 3.375 | 0.19576 | kW
[6 empty] | 407 | 12180 | 203 | 3.3833 | 0.19572 | kW
[6 empty] | 408 | 12210 | 203.5 | 3.3917 | 0.19567 | kW
[6 empty] | 409 | 12240 | 204 | 3.4 | 0.19563 | kW
[6 empty] | 410 | 12270 | 204.5 | 3.4083 | 0.19558 | kW
[6 empty] | 411 | 12300 | 205 | 3.4167 | 0.19554 | kW
[6 empty] | 412 | 12330 | 205.5 | 3.425 | 0.1955 | kW
[6 empty] | 413 | 12360 | 206 | 3.4333 | 0.19545 | kW
[6 empty] | 414 | 12390 | 206.5 | 3.4417 | 0.19541 | kW
[6 empty] | 415 | 12420 | 207 | 3.45 | 0.19537 | kW
[6 empty] | 416 | 12450 | 207.5 | 3.4583 | 0.19532 | kW
[6 empty] | 417 | 12480 | 208 | 3.4667 | 0.19528 | kW
[6 empty] | 418 | 12510 | 208.5 | 3.475 | 0.19523 | kW
[6 empty] | 419 | 12540 | 209 | 3.4833 | 0.19519 | kW
[6 empty] | 420 | 12570 | 209.5 | 3.4917 | 0.19515 | kW
[6 empty] | 421 | 12600 | 210 | 3.5 | 0.1951 | kW
[6 empty] | 422 | 12630 | 210.5 | 3.5083 | 0.19506 | kW
[6 empty] | 423 | 12660 | 211 | 3.5167 | 0.19502 | kW
[6 empty] | 424 | 12690 | 211.5 | 3.525 | 0.19497 | kW
[6 empty] | 425 | 12720 | 212 | 3.5333 | 0.19493 | kW
[6 empty] | 426 | 12750 | 212.5 | 3.5417 | 0.19488 | kW
[6 empty] | 427 | 12780 | 213 | 3.55 | 0.19484 | kW
[6 empty] | 428 | 12810 | 213.5 | 3.5583 | 0.1948 | kW
[6 empty] | 429 | 12840 | 214 | 3.5667 | 0.19475 | kW
[6 empty] | 430 | 12870 | 214.5 | 3.575 | 0.19471 | kW
[6 empty] | 431 | 12900 | 215 | 3.5833 | 0.19467 | kW
[6 empty] | 432 | 12930 | 215.5 | 3.5917 | 0.19462 | kW
[6 empty] | 433 | 12960 | 216 | 3.6 | 0.19458 | kW
[6 empty] | 434 | 12990 | 216.5 | 3.6083 | 0.19453 | kW
[6 empty] | 435 | 13020 | 217 | 3.6167 | 0.19449 | kW
[6 empty] | 436 | 13050 | 217.5 | 3.625 | 0.19445 | kW
[6 empty] | 437 | 13080 | 218 | 3.6333 | 0.1944 | kW
[6 empty] | 438 | 13110 | 218.5 | 3.6417 | 0.19436 | kW
[6 empty] | 439 | 13140 | 219 | 3.65 | 0.19432 | kW
[6 empty] | 440 | 13170 | 219.5 | 3.6583 | 0.19427 | kW
[6 empty] | 441 | 13200 | 220 | 3.6667 | 0.19423 | kW
[6 empty] | 442 | 13230 | 220.5 | 3.675 | 0.19418 | kW
[6 empty] | 443 | 13260 | 221 | 3.6833 | 0.19414 | kW
[6 empty] | 444 | 13290 | 221.5 | 3.6917 | 0.1941 | kW
[6 empty] | 445 | 13320 | 222 | 3.7 | 0.19405 | kW
[6 empty] | 446 | 13350 | 222.5 | 3.7083 | 0.19401 | kW
[6 empty] | 447 | 13380 | 223 | 3.7167 | 0.19397 | kW
[6 empty] | 448 | 13410 | 223.5 | 3.725 | 0.19392 | kW
[6 empty] | 449 | 13440 | 224 | 3.7333 | 0.19388 | kW
[6 empty] | 450 | 13470 | 224.5 | 3.7417 | 0.19383 | kW
[6 empty] | 451 | 13500 | 225 | 3.75 | 0.19379 | kW
[6 empty] | 452 | 13530 | 225.5 | 3.7583 | 0.19375 | kW
[6 empty] | 453 | 13560 | 226 | 3.7667 | 0.1937 | kW
[6 empty] | 454 | 13590 | 226.5 | 3.775 | 0.19366 | kW
[6 empty] | 455 | 13620 | 227 | 3.7833 | 0.19362 | kW
[6 empty] | 456 | 13650 | 227.5 | 3.7917 | 0.19357 | kW
[6 empty] | 457 | 13680 | 228 | 3.8 | 0.19353 | kW
[6 empty] | 458 | 13710 | 228.5 | 3.8083 | 0.19348 | kW
[6 empty] | 459 | 13740 | 229 | 3.8167 | 0.19344 | kW
[6 empty] | 460 | 13770 | 229.5 | 3.825 | 0.1934 | kW
[6 empty] | 461 | 13800 | 230 | 3.8333 | 0.19335 | kW
[6 empty] | 462 | 13830 | 230.5 | 3.8417 | 0.19331 | kW
[6 empty] | 463 | 13860 | 231 | 3.85 | 0.19327 | kW
[6 empty] | 464 | 13890 | 231.5 | 3.8583 | 0.19322 | kW
[6 empty] | 465 | 13920 | 232 | 3.8667 | 0.19318 | kW
[6 empty] | 466 | 13950 | 232.5 | 3.875 | 0.19313 | kW
[6 empty] | 467 | 13980 | 233 | 3.8833 | 0.19309 | kW
[6 empty] | 468 | 14010 | 233.5 | 3.8917 | 0.19305 | kW
[6 empty] | 469 | 14040 | 234 | 3.9 | 0.193 | kW
[6 empty] | 470 | 14070 | 234.5 | 3.9083 | 0.19296 | kW
[6 empty] | 471 | 14100 | 235 | 3.9167 | 0.19292 | kW
[6 empty] | 472 | 14130 | 235.5 | 3.925 | 0.19287 | kW
[6 empty] | 473 | 14160 | 236 | 3.9333 | 0.19283 | kW
[6 empty] | 474 | 14190 | 236.5 | 3.9417 | 0.19278 | kW
[6 empty] | 475 | 14220 | 237 | 3.95 | 0.19274 | kW
[6 empty] | 476 | 14250 | 237.5 | 3.9583 | 0.1927 | kW
[6 empty] | 477 | 14280 | 238 | 3.9667 | 0.19265 | kW
[6 empty] | 478 | 14310 | 238.5 | 3.975 | 0.19261 | kW
[6 empty] | 479 | 14340 | 239 | 3.9833 | 0.19257 | kW
[6 empty] | 480 | 14370 | 239.5 | 3.9917 | 0.19253 | kW
[6 empty] | 481 | 14400 | 240 | 4 | 0.19251 | kW
[6 empty] | 482 | 14430 | 240.5 | 4.0083 | 0.19254 | kW
[6 empty] | 483 | 14460 | 241 | 4.0167 | 0.19257 | kW
[6 empty] | 484 | 14490 | 241.5 | 4.025 | 0.19259 | kW
[6 empty] | 485 | 14520 | 242 | 4.0333 | 0.19262 | kW
[6 empty] | 486 | 14550 | 242.5 | 4.0417 | 0.19264 | kW
[6 empty] | 487 | 14580 | 243 | 4.05 | 0.19267 | kW
[6 empty] | 488 | 14610 | 243.5 | 4.0583 | 0.1927 | kW
[6 empty] | 489 | 14640 | 244 | 4.0667 | 0.19272 | kW
[6 empty] | 490 | 14670 | 244.5 | 4.075 | 0.19275 | kW
[6 empty] | 491 | 14700 | 245 | 4.0833 | 0.19277 | kW
[6 empty] | 492 | 14730 | 245.5 | 4.0917 | 0.1928 | kW
[6 empty] | 493 | 14760 | 246 | 4.1 | 0.19283 | kW
[6 empty] | 494 | 14790 | 246.5 | 4.1083 | 0.19285 | kW
[6 empty] | 495 | 14820 | 247 | 4.1167 | 0.19288 | kW
[6 empty] | 496 | 14850 | 247.5 | 4.125 | 0.1929 | kW
[6 empty] | 497 | 14880 | 248 | 4.1333 | 0.19293 | kW
[6 empty] | 498 | 14910 | 248.5 | 4.1417 | 0.19296 | kW
[6 empty] | 499 | 14940 | 249 | 4.15 | 0.19298 | kW
[6 empty] | 500 | 14970 | 249.5 | 4.1583 | 0.19301 | kW
[6 empty] | 501 | 15000 | 250 | 4.1667 | 0.19303 | kW
[6 empty] | 502 | 15030 | 250.5 | 4.175 | 0.19306 | kW
[6 empty] | 503 | 15060 | 251 | 4.1833 | 0.19309 | kW
[6 empty] | 504 | 15090 | 251.5 | 4.1917 | 0.19311 | kW
[6 empty] | 505 | 15120 | 252 | 4.2 | 0.19314 | kW
[6 empty] | 506 | 15150 | 252.5 | 4.2083 | 0.19316 | kW
[6 empty] | 507 | 15180 | 253 | 4.2167 | 0.19319 | kW
[6 empty] | 508 | 15210 | 253.5 | 4.225 | 0.19322 | kW
[6 empty] | 509 | 15240 | 254 | 4.2333 | 0.19324 | kW
[6 empty] | 510 | 15270 | 254.5 | 4.2417 | 0.19327 | kW
[6 empty] | 511 | 15300 | 255 | 4.25 | 0.19329 | kW
[6 empty] | 512 | 15330 | 255.5 | 4.2583 | 0.19332 | kW
[6 empty] | 513 | 15360 | 256 | 4.2667 | 0.19335 | kW
[6 empty] | 514 | 15390 | 256.5 | 4.275 | 0.19337 | kW
[6 empty] | 515 | 15420 | 257 | 4.2833 | 0.1934 | kW
[6 empty] | 516 | 15450 | 257.5 | 4.2917 | 0.19342 | kW
[6 empty] | 517 | 15480 | 258 | 4.3 | 0.19345 | kW
[6 empty] | 518 | 15510 | 258.5 | 4.3083 | 0.19348 | kW
[6 empty] | 519 | 15540 | 259 | 4.3167 | 0.1935 | kW
[6 empty] | 520 | 15570 | 259.5 | 4.325 | 0.19353 | kW
[6 empty] | 521 | 15600 | 260 | 4.3333 | 0.19355 | kW
[6 empty] | 522 | 15630 | 260.5 | 4.3417 | 0.19358 | kW
[6 empty] | 523 | 15660 | 261 | 4.35 | 0.19361 | kW
[6 empty] | 524 | 15690 | 261.5 | 4.3583 | 0.19363 | kW
[6 empty] | 525 | 15720 | 262 | 4.3667 | 0.19366 | kW
[6 empty] | 526 | 15750 | 262.5 | 4.375 | 0.19368 | kW
[6 empty] | 527 | 15780 | 263 | 4.3833 | 0.19371 | kW
[6 empty] | 528 | 15810 | 263.5 | 4.3917 | 0.19374 | kW
[6 empty] | 529 | 15840 | 264 | 4.4 | 0.19376 | kW
[6 empty] | 530 | 15870 | 264.5 | 4.4083 | 0.19379 | kW
[6 empty] | 531 | 15900 | 265 | 4.4167 | 0.19382 | kW
[6 empty] | 532 | 15930 | 265.5 | 4.425 | 0.19384 | kW
[6 empty] | 533 | 15960 | 266 | 4.4333 | 0.19387 | kW
[6 empty] | 534 | 15990 | 266.5 | 4.4417 | 0.19389 | kW
[6 empty] | 535 | 16020 | 267 | 4.45 | 0.19392 | kW
[6 empty] | 536 | 16050 | 267.5 | 4.4583 | 0.19395 | kW
[6 empty] | 537 | 16080 | 268 | 4.4667 | 0.19397 | kW
[6 empty] | 538 | 16110 | 268.5 | 4.475 | 0.194 | kW
[6 empty] | 539 | 16140 | 269 | 4.4833 | 0.19402 | kW
[6 empty] | 540 | 16170 | 269.5 | 4.4917 | 0.19405 | kW
[6 empty] | 541 | 16200 | 270 | 4.5 | 0.19408 | kW
[6 empty] | 542 | 16230 | 270.5 | 4.5083 | 0.1941 | kW
[6 empty] | 543 | 16260 | 271 | 4.5167 | 0.19413 | kW
[6 empty] | 544 | 16290 | 271.5 | 4.525 | 0.19415 | kW
[6 empty] | 545 | 16320 | 272 | 4.5333 | 0.19418 | kW
[6 empty] | 546 | 16350 | 272.5 | 4.5417 | 0.19421 | kW
[6 empty] | 547 | 16380 | 273 | 4.55 | 0.19423 | kW
[6 empty] | 548 | 16410 | 273.5 | 4.5583 | 0.19426 | kW
[6 empty] | 549 | 16440 | 274 | 4.5667 | 0.19428 | kW
[6 empty] | 550 | 16470 | 274.5 | 4.575 | 0.19431 | kW
[6 empty] | 551 | 16500 | 275 | 4.5833 | 0.19434 | kW
[6 empty] | 552 | 16530 | 275.5 | 4.5917 | 0.19436 | kW
[6 empty] | 553 | 16560 | 276 | 4.6 | 0.19439 | kW
[6 empty] | 554 | 16590 | 276.5 | 4.6083 | 0.19441 | kW
[6 empty] | 555 | 16620 | 277 | 4.6167 | 0.19444 | kW
[6 empty] | 556 | 16650 | 277.5 | 4.625 | 0.19447 | kW
[6 empty] | 557 | 16680 | 278 | 4.6333 | 0.19449 | kW
[6 empty] | 558 | 16710 | 278.5 | 4.6417 | 0.19452 | kW
[6 empty] | 559 | 16740 | 279 | 4.65 | 0.19454 | kW
[6 empty] | 560 | 16770 | 279.5 | 4.6583 | 0.19457 | kW
[6 empty] | 561 | 16800 | 280 | 4.6667 | 0.1946 | kW
[6 empty] | 562 | 16830 | 280.5 | 4.675 | 0.19462 | kW
[6 empty] | 563 | 16860 | 281 | 4.6833 | 0.19465 | kW
[6 empty] | 564 | 16890 | 281.5 | 4.6917 | 0.19467 | kW
[6 empty] | 565 | 16920 | 282 | 4.7 | 0.1947 | kW
[6 empty] | 566 | 16950 | 282.5 | 4.7083 | 0.19473 | kW
[6 empty] | 567 | 16980 | 283 | 4.7167 | 0.19475 | kW
[6 empty] | 568 | 17010 | 283.5 | 4.725 | 0.19478 | kW
[6 empty] | 569 | 17040 | 284 | 4.7333 | 0.1948 | kW
[6 empty] | 570 | 17070 | 284.5 | 4.7417 | 0.19483 | kW
[6 empty] | 571 | 17100 | 285 | 4.75 | 0.19486 | kW
[6 empty] | 572 | 17130 | 285.5 | 4.7583 | 0.19488 | kW
[6 empty] | 573 | 17160 | 286 | 4.7667 | 0.19491 | kW
[6 empty] | 574 | 17190 | 286.5 | 4.775 | 0.19493 | kW
[6 empty] | 575 | 17220 | 287 | 4.7833 | 0.19496 | kW
[6 empty] | 576 | 17250 | 287.5 | 4.7917 | 0.19499 | kW
[6 empty] | 577 | 17280 | 288 | 4.8 | 0.19501 | kW
[6 empty] | 578 | 17310 | 288.5 | 4.8083 | 0.19504 | kW
[6 empty] | 579 | 17340 | 289 | 4.8167 | 0.19507 | kW
[6 empty] | 580 | 17370 | 289.5 | 4.825 | 0.19509 | kW
[6 empty] | 581 | 17400 | 290 | 4.8333 | 0.19512 | kW
[6 empty] | 582 | 17430 | 290.5 | 4.8417 | 0.19514 | kW
[6 empty] | 583 | 17460 | 291 | 4.85 | 0.19517 | kW
[6 empty] | 584 | 17490 | 291.5 | 4.8583 | 0.1952 | kW
[6 empty] | 585 | 17520 | 292 | 4.8667 | 0.19522 | kW
[6 empty] | 586 | 17550 | 292.5 | 4.875 | 0.19525 | kW
[6 empty] | 587 | 17580 | 293 | 4.8833 | 0.19527 | kW
[6 empty] | 588 | 17610 | 293.5 | 4.8917 | 0.1953 | kW
[6 empty] | 589 | 17640 | 294 | 4.9 | 0.19533 | kW
[6 empty] | 590 | 17670 | 294.5 | 4.9083 | 0.19535 | kW
[6 empty] | 591 | 17700 | 295 | 4.9167 | 0.19538 | kW
[6 empty] | 592 | 17730 | 295.5 | 4.925 | 0.1954 | kW
[6 empty] | 593 | 17760 | 296 | 4.9333 | 0.19543 | kW
[6 empty] | 594 | 17790 | 296.5 | 4.9417 | 0.19546 | kW
[6 empty] | 595 | 17820 | 297 | 4.95 | 0.19548 | kW
[6 empty] | 596 | 17850 | 297.5 | 4.9583 | 0.19551 | kW
[6 empty] | 597 | 17880 | 298 | 4.9667 | 0.19553 | kW
[6 empty] | 598 | 17910 | 298.5 | 4.975 | 0.19556 | kW
[6 empty] | 599 | 17940 | 299 | 4.9833 | 0.19559 | kW
[6 empty] | 600 | 17970 | 299.5 | 4.9917 | 0.19561 | kW
[6 empty] | 601 | 18000 | 300 | 5 | 0.19579 | kW
[6 empty] | 602 | 18030 | 300.5 | 5.0083 | 0.19611 | kW
[6 empty] | 603 | 18060 | 301 | 5.0167 | 0.19643 | kW
[6 empty] | 604 | 18090 | 301.5 | 5.025 | 0.19675 | kW
[6 empty] | 605 | 18120 | 302 | 5.0333 | 0.19708 | kW
[6 empty] | 606 | 18150 | 302.5 | 5.0417 | 0.1974 | kW
[6 empty] | 607 | 18180 | 303 | 5.05 | 0.19772 | kW
[6 empty] | 608 | 18210 | 303.5 | 5.0583 | 0.19805 | kW
[6 empty] | 609 | 18240 | 304 | 5.0667 | 0.19837 | kW
[6 empty] | 610 | 18270 | 304.5 | 5.075 | 0.19869 | kW
[6 empty] | 611 | 18300 | 305 | 5.0833 | 0.19902 | kW
[6 empty] | 612 | 18330 | 305.5 | 5.0917 | 0.19934 | kW
[6 empty] | 613 | 18360 | 306 | 5.1 | 0.19966 | kW
[6 empty] | 614 | 18390 | 306.5 | 5.1083 | 0.19998 | kW
[6 empty] | 615 | 18420 | 307 | 5.1167 | 0.20031 | kW
[6 empty] | 616 | 18450 | 307.5 | 5.125 | 0.20063 | kW
[6 empty] | 617 | 18480 | 308 | 5.1333 | 0.20095 | kW
[6 empty] | 618 | 18510 | 308.5 | 5.1417 | 0.20128 | kW
[6 empty] | 619 | 18540 | 309 | 5.15 | 0.2016 | kW
[6 empty] | 620 | 18570 | 309.5 | 5.1583 | 0.20192 | kW
[6 empty] | 621 | 18600 | 310 | 5.1667 | 0.20224 | kW
[6 empty] | 622 | 18630 | 310.5 | 5.175 | 0.20257 | kW
[6 empty] | 623 | 18660 | 311 | 5.1833 | 0.20289 | kW
[6 empty] | 624 | 18690 | 311.5 | 5.1917 | 0.20321 | kW
[6 empty] | 625 | 18720 | 312 | 5.2 | 0.20354 | kW
[6 empty] | 626 | 18750 | 312.5 | 5.2083 | 0.20386 | kW
[6 empty] | 627 | 18780 | 313 | 5.2167 | 0.20418 | kW
[6 empty] | 628 | 18810 | 313.5 | 5.225 | 0.20451 | kW
[6 empty] | 629 | 18840 | 314 | 5.2333 | 0.20483 | kW
[6 empty] | 630 | 18870 | 314.5 | 5.2417 | 0.20515 | kW
[6 empty] | 631 | 18900 | 315 | 5.25 | 0.20547 | kW
[6 empty] | 632 | 18930 | 315.5 | 5.2583 | 0.2058 | kW
[6 empty] | 633 | 18960 | 316 | 5.2667 | 0.20612 | kW
[6 empty] | 634 | 18990 | 316.5 | 5.275 | 0.20644 | kW
[6 empty] | 635 | 19020 | 317 | 5.2833 | 0.20677 | kW
[6 empty] | 636 | 19050 | 317.5 | 5.2917 | 0.20709 | kW
[6 empty] | 637 | 19080 | 318 | 5.3 | 0.20741 | kW
[6 empty] | 638 | 19110 | 318.5 | 5.3083 | 0.20773 | kW
[6 empty] | 639 | 19140 | 319 | 5.3167 | 0.20806 | kW
[6 empty] | 640 | 19170 | 319.5 | 5.325 | 0.20838 | kW
[6 empty] | 641 | 19200 | 320 | 5.3333 | 0.2087 | kW
[6 empty] | 642 | 19230 | 320.5 | 5.3417 | 0.20903 | kW
[6 empty] | 643 | 19260 | 321 | 5.35 | 0.20935 | kW
[6 empty] | 644 | 19290 | 321.5 | 5.3583 | 0.20967 | kW
[6 empty] | 645 | 19320 | 322 | 5.3667 | 0.20999 | kW
[6 empty] | 646 | 19350 | 322.5 | 5.375 | 0.21032 | kW
[6 empty] | 647 | 19380 | 323 | 5.3833 | 0.21064 | kW
[6 empty] | 648 | 19410 | 323.5 | 5.3917 | 0.21096 | kW
[6 empty] | 649 | 19440 | 324 | 5.4 | 0.21129 | kW
[6 empty] | 650 | 19470 | 324.5 | 5.4083 | 0.21161 | kW
[6 empty] | 651 | 19500 | 325 | 5.4167 | 0.21193 | kW
[6 empty] | 652 | 19530 | 325.5 | 5.425 | 0.21226 | kW
[6 empty] | 653 | 19560 | 326 | 5.4333 | 0.21258 | kW
[6 empty] | 654 | 19590 | 326.5 | 5.4417 | 0.2129 | kW
[6 empty] | 655 | 19620 | 327 | 5.45 | 0.21322 | kW
[6 empty] | 656 | 19650 | 327.5 | 5.4583 | 0.21355 | kW
[6 empty] | 657 | 19680 | 328 | 5.4667 | 0.21387 | kW
[6 empty] | 658 | 19710 | 328.5 | 5.475 | 0.21419 | kW
[6 empty] | 659 | 19740 | 329 | 5.4833 | 0.21452 | kW
[6 empty] | 660 | 19770 | 329.5 | 5.4917 | 0.21484 | kW
[6 empty] | 661 | 19800 | 330 | 5.5 | 0.21516 | kW
[6 empty] | 662 | 19830 | 330.5 | 5.5083 | 0.21548 | kW
[6 empty] | 663 | 19860 | 331 | 5.5167 | 0.21581 | kW
[6 empty] | 664 | 19890 | 331.5 | 5.525 | 0.21613 | kW
[6 empty] | 665 | 19920 | 332 | 5.5333 | 0.21645 | kW
[6 empty] | 666 | 19950 | 332.5 | 5.5417 | 0.21678 | kW
[6 empty] | 667 | 19980 | 333 | 5.55 | 0.2171 | kW
[6 empty] | 668 | 20010 | 333.5 | 5.5583 | 0.21742 | kW
[6 empty] | 669 | 20040 | 334 | 5.5667 | 0.21774 | kW
[6 empty] | 670 | 20070 | 334.5 | 5.575 | 0.21807 | kW
[6 empty] | 671 | 20100 | 335 | 5.5833 | 0.21839 | kW
[6 empty] | 672 | 20130 | 335.5 | 5.5917 | 0.21871 | kW
[6 empty] | 673 | 20160 | 336 | 5.6 | 0.21904 | kW
[6 empty] | 674 | 20190 | 336.5 | 5.6083 | 0.21936 | kW
[6 empty] | 675 | 20220 | 337 | 5.6167 | 0.21968 | kW
[6 empty] | 676 | 20250 | 337.5 | 5.625 | 0.22001 | kW
[6 empty] | 677 | 20280 | 338 | 5.6333 | 0.22033 | kW
[6 empty] | 678 | 20310 | 338.5 | 5.6417 | 0.22065 | kW
[6 empty] | 679 | 20340 | 339 | 5.65 | 0.22097 | kW
[6 empty] | 680 | 20370 | 339.5 | 5.6583 | 0.2213 | kW
[6 empty] | 681 | 20400 | 340 | 5.6667 | 0.22162 | kW
[6 empty] | 682 | 20430 | 340.5 | 5.675 | 0.22194 | kW
[6 empty] | 683 | 20460 | 341 | 5.6833 | 0.22227 | kW
[6 empty] | 684 | 20490 | 341.5 | 5.6917 | 0.22259 | kW
[6 empty] | 685 | 20520 | 342 | 5.7 | 0.22291 | kW
[6 empty] | 686 | 20550 | 342.5 | 5.7083 | 0.22323 | kW
[6 empty] | 687 | 20580 | 343 | 5.7167 | 0.22356 | kW
[6 empty] | 688 | 20610 | 343.5 | 5.725 | 0.22388 | kW
[6 empty] | 689 | 20640 | 344 | 5.7333 | 0.2242 | kW
[6 empty] | 690 | 20670 | 344.5 | 5.7417 | 0.22453 | kW
[6 empty] | 691 | 20700 | 345 | 5.75 | 0.22485 | kW
[6 empty] | 692 | 20730 | 345.5 | 5.7583 | 0.22517 | kW
[6 empty] | 693 | 20760 | 346 | 5.7667 | 0.22549 | kW
[6 empty] | 694 | 20790 | 346.5 | 5.775 | 0.22582 | kW
[6 empty] | 695 | 20820 | 347 | 5.7833 | 0.22614 | kW
[6 empty] | 696 | 20850 | 347.5 | 5.7917 | 0.22646 | kW
[6 empty] | 697 | 20880 | 348 | 5.8 | 0.22679 | kW
[6 empty] | 698 | 20910 | 348.5 | 5.8083 | 0.22711 | kW
[6 empty] | 699 | 20940 | 349 | 5.8167 | 0.22743 | kW
[6 empty] | 700 | 20970 | 349.5 | 5.825 | 0.22776 | kW
[6 empty] | 701 | 21000 | 350 | 5.8333 | 0.22808 | kW
[6 empty] | 702 | 21030 | 350.5 | 5.8417 | 0.2284 | kW
[6 empty] | 703 | 21060 | 351 | 5.85 | 0.22872 | kW
[6 empty] | 704 | 21090 | 351.5 | 5.8583 | 0.22905 | kW
[6 empty] | 705 | 21120 | 352 | 5.8667 | 0.22937 | kW
[6 empty] | 706 | 21150 | 352.5 | 5.875 | 0.22969 | kW
[6 empty] | 707 | 21180 | 353 | 5.8833 | 0.23002 | kW
[6 empty] | 708 | 21210 | 353.5 | 5.8917 | 0.23034 | kW
[6 empty] | 709 | 21240 | 354 | 5.9 | 0.23066 | kW
[6 empty] | 710 | 21270 | 354.5 | 5.9083 | 0.23098 | kW
[6 empty] | 711 | 21300 | 355 | 5.9167 | 0.23131 | kW
[6 empty] | 712 | 21330 | 355.5 | 5.925 | 0.23163 | kW
[6 empty] | 713 | 21360 | 356 | 5.9333 | 0.23195 | kW
[6 empty] | 714 | 21390 | 356.5 | 5.9417 | 0.23228 | kW
[6 empty] | 715 | 21420 | 357 | 5.95 | 0.2326 | kW
[6 empty] | 716 | 21450 | 357.5 | 5.9583 | 0.23292 | kW
[6 empty] | 717 | 21480 | 358 | 5.9667 | 0.23324 | kW
[6 empty] | 718 | 21510 | 358.5 | 5.975 | 0.23357 | kW
[6 empty] | 719 | 21540 | 359 | 5.9833 | 0.23389 | kW
[6 empty] | 720 | 21570 | 359.5 | 5.9917 | 0.23458 | kW
[6 empty] | 721 | 21600 | 360 | 6 | 0.23564 | kW
[6 empty] | 722 | 21630 | 360.5 | 6.0083 | 0.23727 | kW
[6 empty] | 723 | 21660 | 361 | 6.0167 | 0.23897 | kW
[6 empty] | 724 | 21690 | 361.5 | 6.025 | 0.24071 | kW
[6 empty] | 725 | 21720 | 362 | 6.0333 | 0.24249 | kW
[6 empty] | 726 | 21750 | 362.5 | 6.0417 | 0.24429 | kW
[6 empty] | 727 | 21780 | 363 | 6.05 | 0.24608 | kW
[6 empty] | 728 | 21810 | 363.5 | 6.0583 | 0.24788 | kW
[6 empty] | 729 | 21840 | 364 | 6.0667 | 0.24968 | kW
[6 empty] | 730 | 21870 | 364.5 | 6.075 | 0.25148 | kW
[6 empty] | 731 | 21900 | 365 | 6.0833 | 0.25328 | kW
[6 empty] | 732 | 21930 | 365.5 | 6.0917 | 0.25508 | kW
[6 empty] | 733 | 21960 | 366 | 6.1 | 0.25688 | kW
[6 empty] | 734 | 21990 | 366.5 | 6.1083 | 0.25868 | kW
[6 empty] | 735 | 22020 | 367 | 6.1167 | 0.26048 | kW
[6 empty] | 736 | 22050 | 367.5 | 6.125 | 0.26228 | kW
[6 empty] | 737 | 22080 | 368 | 6.1333 | 0.26408 | kW
[6 empty] | 738 | 22110 | 368.5 | 6.1417 | 0.26588 | kW
[6 empty] | 739 | 22140 | 369 | 6.15 | 0.26768 | kW
[6 empty] | 740 | 22170 | 369.5 | 6.1583 | 0.26948 | kW
[6 empty] | 741 | 22200 | 370 | 6.1667 | 0.27128 | kW
[6 empty] | 742 | 22230 | 370.5 | 6.175 | 0.27308 | kW
[6 empty] | 743 | 22260 | 371 | 6.1833 | 0.27488 | kW
[6 empty] | 744 | 22290 | 371.5 | 6.1917 | 0.27668 | kW
[6 empty] | 745 | 22320 | 372 | 6.2 | 0.27848 | kW
[6 empty] | 746 | 22350 | 372.5 | 6.2083 | 0.28028 | kW
[6 empty] | 747 | 22380 | 373 | 6.2167 | 0.28208 | kW
[6 empty] | 748 | 22410 | 373.5 | 6.225 | 0.28388 | kW
[6 empty] | 749 | 22440 | 374 | 6.2333 | 0.28568 | kW
[6 empty] | 750 | 22470 | 374.5 | 6.2417 | 0.28748 | kW
[6 empty] | 751 | 22500 | 375 | 6.25 | 0.28928 | kW
[6 empty] | 752 | 22530 | 375.5 | 6.2583 | 0.29108 | kW
[6 empty] | 753 | 22560 | 376 | 6.2667 | 0.29288 | kW
[6 empty] | 754 | 22590 | 376.5 | 6.275 | 0.29468 | kW
[6 empty] | 755 | 22620 | 377 | 6.2833 | 0.29648 | kW
[6 empty] | 756 | 22650 | 377.5 | 6.2917 | 0.29828 | kW
[6 empty] | 757 | 22680 | 378 | 6.3 | 0.30008 | kW
[6 empty] | 758 | 22710 | 378.5 | 6.3083 | 0.30188 | kW
[6 empty] | 759 | 22740 | 379 | 6.3167 | 0.30368 | kW
[6 empty] | 760 | 22770 | 379.5 | 6.325 | 0.30548 | kW
[6 empty] | 761 | 22800 | 380 | 6.3333 | 0.30728 | kW
[6 empty] | 762 | 22830 | 380.5 | 6.3417 | 0.30908 | kW
[6 empty] | 763 | 22860 | 381 | 6.35 | 0.31088 | kW
[6 empty] | 764 | 22890 | 381.5 | 6.3583 | 0.31268 | kW
[6 empty] | 765 | 22920 | 382 | 6.3667 | 0.31448 | kW
[6 empty] | 766 | 22950 | 382.5 | 6.375 | 0.31628 | kW
[6 empty] | 767 | 22980 | 383 | 6.3833 | 0.31808 | kW
[6 empty] | 768 | 23010 | 383.5 | 6.3917 | 0.31988 | kW
[6 empty] | 769 | 23040 | 384 | 6.4 | 0.32168 | kW
[6 empty] | 770 | 23070 | 384.5 | 6.4083 | 0.32348 | kW
[6 empty] | 771 | 23100 | 385 | 6.4167 | 0.32528 | kW
[6 empty] | 772 | 23130 | 385.5 | 6.425 | 0.32708 | kW
[6 empty] | 773 | 23160 | 386 | 6.4333 | 0.32888 | kW
[6 empty] | 774 | 23190 | 386.5 | 6.4417 | 0.33068 | kW
[6 empty] | 775 | 23220 | 387 | 6.45 | 0.33248 | kW
[6 empty] | 776 | 23250 | 387.5 | 6.4583 | 0.33428 | kW
[6 empty] | 777 | 23280 | 388 | 6.4667 | 0.33608 | kW
[6 empty] | 778 | 23310 | 388.5 | 6.475 | 0.33788 | kW
[6 empty] | 779 | 23340 | 389 | 6.4833 | 0.33968 | kW
[6 empty] | 780 | 23370 | 389.5 | 6.4917 | 0.34148 | kW
[6 empty] | 781 | 23400 | 390 | 6.5 | 0.34328 | kW
[6 empty] | 782 | 23430 | 390.5 | 6.5083 | 0.34508 | kW
[6 empty] | 783 | 23460 | 391 | 6.5167 | 0.34688 | kW
[6 empty] | 784 | 23490 | 391.5 | 6.525 | 0.34868 | kW
[6 empty] | 785 | 23520 | 392 | 6.5333 | 0.35048 | kW
[6 empty] | 786 | 23550 | 392.5 | 6.5417 | 0.35228 | kW
[6 empty] | 787 | 23580 | 393 | 6.55 | 0.35408 | kW
[6 empty] | 788 | 23610 | 393.5 | 6.5583 | 0.35588 | kW
[6 empty] | 789 | 23640 | 394 | 6.5667 | 0.35768 | kW
[6 empty] | 790 | 23670 | 394.5 | 6.575 | 0.35948 | kW
[6 empty] | 791 | 23700 | 395 | 6.5833 | 0.36128 | kW
[6 empty] | 792 | 23730 | 395.5 | 6.5917 | 0.36308 | kW
[6 empty] | 793 | 23760 | 396 | 6.6 | 0.36488 | kW
[6 empty] | 794 | 23790 | 396.5 | 6.6083 | 0.36668 | kW
[6 empty] | 795 | 23820 | 397 | 6.6167 | 0.36848 | kW
[6 empty] | 796 | 23850 | 397.5 | 6.625 | 0.37028 | kW
[6 empty] | 797 | 23880 | 398 | 6.6333 | 0.37208 | kW
[6 empty] | 798 | 23910 | 398.5 | 6.6417 | 0.37388 | kW
[6 empty] | 799 | 23940 | 399 | 6.65 | 0.37568 | kW
[6 empty] | 800 | 23970 | 399.5 | 6.6583 | 0.37748 | kW
[6 empty] | 801 | 24000 | 400 | 6.6667 | 0.37928 | kW
[6 empty] | 802 | 24030 | 400.5 | 6.675 | 0.38108 | kW
[6 empty] | 803 | 24060 | 401 | 6.6833 | 0.38288 | kW
[6 empty] | 804 | 24090 | 401.5 | 6.6917 | 0.38468 | kW
[6 empty] | 805 | 24120 | 402 | 6.7 | 0.38648 | kW
[6 empty] | 806 | 24150 | 402.5 | 6.7083 | 0.38828 | kW
[6 empty] | 807 | 24180 | 403 | 6.7167 | 0.39008 | kW
[6 empty] | 808 | 24210 | 403.5 | 6.725 | 0.39188 | kW
[6 empty] | 809 | 24240 | 404 | 6.7333 | 0.39368 | kW
[6 empty] | 810 | 24270 | 404.5 | 6.7417 | 0.39548 | kW
[6 empty] | 811 | 24300 | 405 | 6.75 | 0.39728 | kW
[6 empty] | 812 | 24330 | 405.5 | 6.7583 | 0.39908 | kW
[6 empty] | 813 | 24360 | 406 | 6.7667 | 0.40088 | kW
[6 empty] | 814 | 24390 | 406.5 | 6.775 | 0.40268 | kW
[6 empty] | 815 | 24420 | 407 | 6.7833 | 0.40448 | kW
[6 empty] | 816 | 24450 | 407.5 | 6.7917 | 0.40628 | kW
[6 empty] | 817 | 24480 | 408 | 6.8 | 0.40808 | kW
[6 empty] | 818 | 24510 | 408.5 | 6.8083 | 0.40987 | kW
[6 empty] | 819 | 24540 | 409 | 6.8167 | 0.41167 | kW
[6 empty] | 820 | 24570 | 409.5 | 6.825 | 0.41347 | kW
[6 empty] | 821 | 24600 | 410 | 6.8333 | 0.41527 | kW
[6 empty] | 822 | 24630 | 410.5 | 6.8417 | 0.41707 | kW
[6 empty] | 823 | 24660 | 411 | 6.85 | 0.41887 | kW
[6 empty] | 824 | 24690 | 411.5 | 6.8583 | 0.42067 | kW
[6 empty] | 825 | 24720 | 412 | 6.8667 | 0.42247 | kW
[6 empty] | 826 | 24750 | 412.5 | 6.875 | 0.42427 | kW
[6 empty] | 827 | 24780 | 413 | 6.8833 | 0.42607 | kW
[6 empty] | 828 | 24810 | 413.5 | 6.8917 | 0.42787 | kW
[6 empty] | 829 | 24840 | 414 | 6.9 | 0.42967 | kW
[6 empty] | 830 | 24870 | 414.5 | 6.9083 | 0.43147 | kW
[6 empty] | 831 | 24900 | 415 | 6.9167 | 0.43327 | kW
[6 empty] | 832 | 24930 | 415.5 | 6.925 | 0.43507 | kW
[6 empty] | 833 | 24960 | 416 | 6.9333 | 0.43687 | kW
[6 empty] | 834 | 24990 | 416.5 | 6.9417 | 0.43867 | kW
[6 empty] | 835 | 25020 | 417 | 6.95 | 0.44047 | kW
[6 empty] | 836 | 25050 | 417.5 | 6.9583 | 0.44227 | kW
[6 empty] | 837 | 25080 | 418 | 6.9667 | 0.44407 | kW
[6 empty] | 838 | 25110 | 418.5 | 6.975 | 0.44587 | kW
[6 empty] | 839 | 25140 | 419 | 6.9833 | 0.44768 | kW
[6 empty] | 840 | 25170 | 419.5 | 6.9917 | 0.44947 | kW
[6 empty] | 841 | 25200 | 420 | 7 | 0.45118 | kW
[6 empty] | 842 | 25230 | 420.5 | 7.0083 | 0.45284 | kW
[6 empty] | 843 | 25260 | 421 | 7.0167 | 0.45448 | kW
[6 empty] | 844 | 25290 | 421.5 | 7.025 | 0.45611 | kW
[6 empty] | 845 | 25320 | 422 | 7.0333 | 0.45775 | kW
[6 empty] | 846 | 25350 | 422.5 | 7.0417 | 0.45939 | kW
[6 empty] | 847 | 25380 | 423 | 7.05 | 0.46103 | kW
[6 empty] | 848 | 25410 | 423.5 | 7.0583 | 0.46266 | kW
[6 empty] | 849 | 25440 | 424 | 7.0667 | 0.4643 | kW
[6 empty] | 850 | 25470 | 424.5 | 7.075 | 0.46594 | kW
[6 empty] | 851 | 25500 | 425 | 7.0833 | 0.46758 | kW
[6 empty] | 852 | 25530 | 425.5 | 7.0917 | 0.46922 | kW
[6 empty] | 853 | 25560 | 426 | 7.1 | 0.47086 | kW
[6 empty] | 854 | 25590 | 426.5 | 7.1083 | 0.4725 | kW
[6 empty] | 855 | 25620 | 427 | 7.1167 | 0.47413 | kW
[6 empty] | 856 | 25650 | 427.5 | 7.125 | 0.47577 | kW
[6 empty] | 857 | 25680 | 428 | 7.1333 | 0.47741 | kW
[6 empty] | 858 | 25710 | 428.5 | 7.1417 | 0.47905 | kW
[6 empty] | 859 | 25740 | 429 | 7.15 | 0.48069 | kW
[6 empty] | 860 | 25770 | 429.5 | 7.1583 | 0.48233 | kW
[6 empty] | 861 | 25800 | 430 | 7.1667 | 0.48397 | kW
[6 empty] | 862 | 25830 | 430.5 | 7.175 | 0.4856 | kW
[6 empty] | 863 | 25860 | 431 | 7.1833 | 0.48724 | kW
[6 empty] | 864 | 25890 | 431.5 | 7.1917 | 0.48888 | kW
[6 empty] | 865 | 25920 | 432 | 7.2 | 0.49052 | kW
[6 empty] | 866 | 25950 | 432.5 | 7.2083 | 0.49216 | kW
[6 empty] | 867 | 25980 | 433 | 7.2167 | 0.4938 | kW
[6 empty] | 868 | 26010 | 433.5 | 7.225 | 0.49543 | kW
[6 empty] | 869 | 26040 | 434 | 7.2333 | 0.49707 | kW
[6 empty] | 870 | 26070 | 434.5 | 7.2417 | 0.49871 | kW
[6 empty] | 871 | 26100 | 435 | 7.25 | 0.50035 | kW
[6 empty] | 872 | 26130 | 435.5 | 7.2583 | 0.50199 | kW
[6 empty] | 873 | 26160 | 436 | 7.2667 | 0.50363 | kW
[6 empty] | 874 | 26190 | 436.5 | 7.275 | 0.50527 | kW
[6 empty] | 875 | 26220 | 437 | 7.2833 | 0.5069 | kW
[6 empty] | 876 | 26250 | 437.5 | 7.2917 | 0.50854 | kW
[6 empty] | 877 | 26280 | 438 | 7.3 | 0.51018 | kW
[6 empty] | 878 | 26310 | 438.5 | 7.3083 | 0.51182 | kW
[6 empty] | 879 | 26340 | 439 | 7.3167 | 0.51346 | kW
[6 empty] | 880 | 26370 | 439.5 | 7.325 | 0.5151 | kW
[6 empty] | 881 | 26400 | 440 | 7.3333 | 0.51674 | kW
[6 empty] | 882 | 26430 | 440.5 | 7.3417 | 0.51837 | kW
[6 empty] | 883 | 26460 | 441 | 7.35 | 0.52001 | kW
[6 empty] | 884 | 26490 | 441.5 | 7.3583 | 0.52165 | kW
[6 empty] | 885 | 26520 | 442 | 7.3667 | 0.52329 | kW
[6 empty] | 886 | 26550 | 442.5 | 7.375 | 0.52493 | kW
[6 empty] | 887 | 26580 | 443 | 7.3833 | 0.52657 | kW
[6 empty] | 888 | 26610 | 443.5 | 7.3917 | 0.52821 | kW
[6 empty] | 889 | 26640 | 444 | 7.4 | 0.52984 | kW
[6 empty] | 890 | 26670 | 444.5 | 7.4083 | 0.53148 | kW
[6 empty] | 891 | 26700 | 445 | 7.4167 | 0.53312 | kW
[6 empty] | 892 | 26730 | 445.5 | 7.425 | 0.53476 | kW
[6 empty] | 893 | 26760 | 446 | 7.4333 | 0.5364 | kW
[6 empty] | 894 | 26790 | 446.5 | 7.4417 | 0.53804 | kW
[6 empty] | 895 | 26820 | 447 | 7.45 | 0.53968 | kW
[6 empty] | 896 | 26850 | 447.5 | 7.4583 | 0.54131 | kW
[6 empty] | 897 | 26880 | 448 | 7.4667 | 0.54295 | kW
[6 empty] | 898 | 26910 | 448.5 | 7.475 | 0.54459 | kW
[6 empty] | 899 | 26940 | 449 | 7.4833 | 0.54623 | kW
[6 empty] | 900 | 26970 | 449.5 | 7.4917 | 0.54787 | kW
[6 empty] | 901 | 27000 | 450 | 7.5 | 0.54951 | kW
[6 empty] | 902 | 27030 | 450.5 | 7.5083 | 0.55115 | kW
[6 empty] | 903 | 27060 | 451 | 7.5167 | 0.55278 | kW
[6 empty] | 904 | 27090 | 451.5 | 7.525 | 0.55442 | kW
[6 empty] | 905 | 27120 | 452 | 7.5333 | 0.55606 | kW
[6 empty] | 906 | 27150 | 452.5 | 7.5417 | 0.5577 | kW
[6 empty] | 907 | 27180 | 453 | 7.55 | 0.55934 | kW
[6 empty] | 908 | 27210 | 453.5 | 7.5583 | 0.56098 | kW
[6 empty] | 909 | 27240 | 454 | 7.5667 | 0.56262 | kW
[6 empty] | 910 | 27270 | 454.5 | 7.575 | 0.56425 | kW
[6 empty] | 911 | 27300 | 455 | 7.5833 | 0.56589 | kW
[6 empty] | 912 | 27330 | 455.5 | 7.5917 | 0.56753 | kW
[6 empty] | 913 | 27360 | 456 | 7.6 | 0.56917 | kW
[6 empty] | 914 | 27390 | 456.5 | 7.6083 | 0.57081 | kW
[6 empty] | 915 | 27420 | 457 | 7.6167 | 0.57245 | kW
[6 empty] | 916 | 27450 | 457.5 | 7.625 | 0.57408 | kW
[6 empty] | 917 | 27480 | 458 | 7.6333 | 0.57572 | kW
[6 empty] | 918 | 27510 | 458.5 | 7.6417 | 0.57736 | kW
[6 empty] | 919 | 27540 | 459 | 7.65 | 0.579 | kW
[6 empty] | 920 | 27570 | 459.5 | 7.6583 | 0.58064 | kW
[6 empty] | 921 | 27600 | 460 | 7.6667 | 0.58228 | kW
[6 empty] | 922 | 27630 | 460.5 | 7.675 | 0.58392 | kW
[6 empty] | 923 | 27660 | 461 | 7.6833 | 0.58555 | kW
[6 empty] | 924 | 27690 | 461.5 | 7.6917 | 0.58719 | kW
[6 empty] | 925 | 27720 | 462 | 7.7 | 0.58883 | kW
[6 empty] | 926 | 27750 | 462.5 | 7.7083 | 0.59047 | kW
[6 empty] | 927 | 27780 | 463 | 7.7167 | 0.59211 | kW
[6 empty] | 928 | 27810 | 463.5 | 7.725 | 0.59375 | kW
[6 empty] | 929 | 27840 | 464 | 7.7333 | 0.59539 | kW
[6 empty] | 930 | 27870 | 464.5 | 7.7417 | 0.59702 | kW
[6 empty] | 931 | 27900 | 465 | 7.75 | 0.59866 | kW
[6 empty] | 932 | 27930 | 465.5 | 7.7583 | 0.6003 | kW
[6 empty] | 933 | 27960 | 466 | 7.7667 | 0.60194 | kW
[6 empty] | 934 | 27990 | 466.5 | 7.775 | 0.60358 | kW
[6 empty] | 935 | 28020 | 467 | 7.7833 | 0.60522 | kW
[6 empty] | 936 | 28050 | 467.5 | 7.7917 | 0.60686 | kW
[6 empty] | 937 | 28080 | 468 | 7.8 | 0.60849 | kW
[6 empty] | 938 | 28110 | 468.5 | 7.8083 | 0.61013 | kW
[6 empty] | 939 | 28140 | 469 | 7.8167 | 0.61177 | kW
[6 empty] | 940 | 28170 | 469.5 | 7.825 | 0.61341 | kW
[6 empty] | 941 | 28200 | 470 | 7.8333 | 0.61505 | kW
[6 empty] | 942 | 28230 | 470.5 | 7.8417 | 0.61669 | kW
[6 empty] | 943 | 28260 | 471 | 7.85 | 0.61833 | kW
[6 empty] | 944 | 28290 | 471.5 | 7.8583 | 0.61996 | kW
[6 empty] | 945 | 28320 | 472 | 7.8667 | 0.6216 | kW
[6 empty] | 946 | 28350 | 472.5 | 7.875 | 0.62324 | kW
[6 empty] | 947 | 28380 | 473 | 7.8833 | 0.62488 | kW
[6 empty] | 948 | 28410 | 473.5 | 7.8917 | 0.62652 | kW
[6 empty] | 949 | 28440 | 474 | 7.9 | 0.62816 | kW
[6 empty] | 950 | 28470 | 474.5 | 7.9083 | 0.6298 | kW
[6 empty] | 951 | 28500 | 475 | 7.9167 | 0.63143 | kW
[6 empty] | 952 | 28530 | 475.5 | 7.925 | 0.63307 | kW
[6 empty] | 953 | 28560 | 476 | 7.9333 | 0.63471 | kW
[6 empty] | 954 | 28590 | 476.5 | 7.9417 | 0.63635 | kW
[6 empty] | 955 | 28620 | 477 | 7.95 | 0.63799 | kW
[6 empty] | 956 | 28650 | 477.5 | 7.9583 | 0.63963 | kW
[6 empty] | 957 | 28680 | 478 | 7.9667 | 0.64127 | kW
[6 empty] | 958 | 28710 | 478.5 | 7.975 | 0.6429 | kW
[6 empty] | 959 | 28740 | 479 | 7.9833 | 0.64454 | kW
[6 empty] | 960 | 28770 | 479.5 | 7.9917 | 0.64616 | kW
[6 empty] | 961 | 28800 | 480 | 8 | 0.64707 | kW
[6 empty] | 962 | 28830 | 480.5 | 8.0083 | 0.64729 | kW
[6 empty] | 963 | 28860 | 481 | 8.0167 | 0.64743 | kW
[6 empty] | 964 | 28890 | 481.5 | 8.025 | 0.6476 | kW
[6 empty] | 965 | 28920 | 482 | 8.0333 | 0.64777 | kW
[6 empty] | 966 | 28950 | 482.5 | 8.0417 | 0.64794 | kW
[6 empty] | 967 | 28980 | 483 | 8.05 | 0.64811 | kW
[6 empty] | 968 | 29010 | 483.5 | 8.0583 | 0.64828 | kW
[6 empty] | 969 | 29040 | 484 | 8.0667 | 0.64845 | kW
[6 empty] | 970 | 29070 | 484.5 | 8.075 | 0.64862 | kW
[6 empty] | 971 | 29100 | 485 | 8.0833 | 0.64879 | kW
[6 empty] | 972 | 29130 | 485.5 | 8.0917 | 0.64896 | kW
[6 empty] | 973 | 29160 | 486 | 8.1 | 0.64914 | kW
[6 empty] | 974 | 29190 | 486.5 | 8.1083 | 0.64931 | kW
[6 empty] | 975 | 29220 | 487 | 8.1167 | 0.64948 | kW
[6 empty] | 976 | 29250 | 487.5 | 8.125 | 0.64965 | kW
[6 empty] | 977 | 29280 | 488 | 8.1333 | 0.64982 | kW
[6 empty] | 978 | 29310 | 488.5 | 8.1417 | 0.64999 | kW
[6 empty] | 979 | 29340 | 489 | 8.15 | 0.65016 | kW
[6 empty] | 980 | 29370 | 489.5 | 8.1583 | 0.65033 | kW
[6 empty] | 981 | 29400 | 490 | 8.1667 | 0.6505 | kW
[6 empty] | 982 | 29430 | 490.5 | 8.175 | 0.65067 | kW
[6 empty] | 983 | 29460 | 491 | 8.1833 | 0.65084 | kW
[6 empty] | 984 | 29490 | 491.5 | 8.1917 | 0.65101 | kW
[6 empty] | 985 | 29520 | 492 | 8.2 | 0.65119 | kW
[6 empty] | 986 | 29550 | 492.5 | 8.2083 | 0.65136 | kW
[6 empty] | 987 | 29580 | 493 | 8.2167 | 0.65153 | kW
[6 empty] | 988 | 29610 | 493.5 | 8.225 | 0.6517 | kW
[6 empty] | 989 | 29640 | 494 | 8.2333 | 0.65187 | kW
[6 empty] | 990 | 29670 | 494.5 | 8.2417 | 0.65204 | kW
[6 empty] | 991 | 29700 | 495 | 8.25 | 0.65221 | kW
[6 empty] | 992 | 29730 | 495.5 | 8.2583 | 0.65238 | kW
[6 empty] | 993 | 29760 | 496 | 8.2667 | 0.65255 | kW
[6 empty] | 994 | 29790 | 496.5 | 8.275 | 0.65272 | kW
[6 empty] | 995 | 29820 | 497 | 8.2833 | 0.65289 | kW
[6 empty] | 996 | 29850 | 497.5 | 8.2917 | 0.65306 | kW
[6 empty] | 997 | 29880 | 498 | 8.3 | 0.65324 | kW
[6 empty] | 998 | 29910 | 498.5 | 8.3083 | 0.65341 | kW
[6 empty] | 999 | 29940 | 499 | 8.3167 | 0.65358 | kW
[6 empty] | 1000 | 29970 | 499.5 | 8.325 | 0.65375 | kW
[6 empty] | 1001 | 30000 | 500 | 8.3333 | 0.65392 | kW
[6 empty] | 1002 | 30030 | 500.5 | 8.3417 | 0.65409 | kW
[6 empty] | 1003 | 30060 | 501 | 8.35 | 0.65426 | kW
[6 empty] | 1004 | 30090 | 501.5 | 8.3583 | 0.65443 | kW
[6 empty] | 1005 | 30120 | 502 | 8.3667 | 0.6546 | kW
[6 empty] | 1006 | 30150 | 502.5 | 8.375 | 0.65477 | kW
[6 empty] | 1007 | 30180 | 503 | 8.3833 | 0.65494 | kW
[6 empty] | 1008 | 30210 | 503.5 | 8.3917 | 0.65511 | kW
[6 empty] | 1009 | 30240 | 504 | 8.4 | 0.65529 | kW
[6 empty] | 1010 | 30270 | 504.5 | 8.4083 | 0.65546 | kW
[6 empty] | 1011 | 30300 | 505 | 8.4167 | 0.65563 | kW
[6 empty] | 1012 | 30330 | 505.5 | 8.425 | 0.6558 | kW
[6 empty] | 1013 | 30360 | 506 | 8.4333 | 0.65597 | kW
[6 empty] | 1014 | 30390 | 506.5 | 8.4417 | 0.65614 | kW
[6 empty] | 1015 | 30420 | 507 | 8.45 | 0.65631 | kW
[6 empty] | 1016 | 30450 | 507.5 | 8.4583 | 0.65648 | kW
[6 empty] | 1017 | 30480 | 508 | 8.4667 | 0.65665 | kW
[6 empty] | 1018 | 30510 | 508.5 | 8.475 | 0.65682 | kW
[6 empty] | 1019 | 30540 | 509 | 8.4833 | 0.65699 | kW
[6 empty] | 1020 | 30570 | 509.5 | 8.4917 | 0.65716 | kW
[6 empty] | 1021 | 30600 | 510 | 8.5 | 0.65734 | kW
[6 empty] | 1022 | 30630 | 510.5 | 8.5083 | 0.65751 | kW
[6 empty] | 1023 | 30660 | 511 | 8.5167 | 0.65768 | kW
[6 empty] | 1024 | 30690 | 511.5 | 8.525 | 0.65785 | kW
[6 empty] | 1025 | 30720 | 512 | 8.5333 | 0.65802 | kW
[6 empty] | 1026 | 30750 | 512.5 | 8.5417 | 0.65819 | kW
[6 empty] | 1027 | 30780 | 513 | 8.55 | 0.65836 | kW
[6 empty] | 1028 | 30810 | 513.5 | 8.5583 | 0.65853 | kW
[6 empty] | 1029 | 30840 | 514 | 8.5667 | 0.6587 | kW
[6 empty] | 1030 | 30870 | 514.5 | 8.575 | 0.65887 | kW
[6 empty] | 1031 | 30900 | 515 | 8.5833 | 0.65904 | kW
[6 empty] | 1032 | 30930 | 515.5 | 8.5917 | 0.65921 | kW
[6 empty] | 1033 | 30960 | 516 | 8.6 | 0.65939 | kW
[6 empty] | 1034 | 30990 | 516.5 | 8.6083 | 0.65956 | kW
[6 empty] | 1035 | 31020 | 517 | 8.6167 | 0.65973 | kW
[6 empty] | 1036 | 31050 | 517.5 | 8.625 | 0.6599 | kW
[6 empty] | 1037 | 31080 | 518 | 8.6333 | 0.66007 | kW
[6 empty] | 1038 | 31110 | 518.5 | 8.6417 | 0.66024 | kW
[6 empty] | 1039 | 31140 | 519 | 8.65 | 0.66041 | kW
[6 empty] | 1040 | 31170 | 519.5 | 8.6583 | 0.66058 | kW
[6 empty] | 1041 | 31200 | 520 | 8.6667 | 0.66075 | kW
[6 empty] | 1042 | 31230 | 520.5 | 8.675 | 0.66092 | kW
[6 empty] | 1043 | 31260 | 521 | 8.6833 | 0.66109 | kW
[6 empty] | 1044 | 31290 | 521.5 | 8.6917 | 0.66126 | kW
[6 empty] | 1045 | 31320 | 522 | 8.7 | 0.66144 | kW
[6 empty] | 1046 | 31350 | 522.5 | 8.7083 | 0.66161 | kW
[6 empty] | 1047 | 31380 | 523 | 8.7167 | 0.66178 | kW
[6 empty] | 1048 | 31410 | 523.5 | 8.725 | 0.66195 | kW
[6 empty] | 1049 | 31440 | 524 | 8.7333 | 0.66212 | kW
[6 empty] | 1050 | 31470 | 524.5 | 8.7417 | 0.66229 | kW
[6 empty] | 1051 | 31500 | 525 | 8.75 | 0.66246 | kW
[6 empty] | 1052 | 31530 | 525.5 | 8.7583 | 0.66263 | kW
[6 empty] | 1053 | 31560 | 526 | 8.7667 | 0.6628 | kW
[6 empty] | 1054 | 31590 | 526.5 | 8.775 | 0.66297 | kW
[6 empty] | 1055 | 31620 | 527 | 8.7833 | 0.66314 | kW
[6 empty] | 1056 | 31650 | 527.5 | 8.7917 | 0.66331 | kW
[6 empty] | 1057 | 31680 | 528 | 8.8 | 0.66349 | kW
[6 empty] | 1058 | 31710 | 528.5 | 8.8083 | 0.66366 | kW
[6 empty] | 1059 | 31740 | 529 | 8.8167 | 0.66383 | kW
[6 empty] | 1060 | 31770 | 529.5 | 8.825 | 0.664 | kW
[6 empty] | 1061 | 31800 | 530 | 8.8333 | 0.66417 | kW
[6 empty] | 1062 | 31830 | 530.5 | 8.8417 | 0.66434 | kW
[6 empty] | 1063 | 31860 | 531 | 8.85 | 0.66451 | kW
[6 empty] | 1064 | 31890 | 531.5 | 8.8583 | 0.66468 | kW
[6 empty] | 1065 | 31920 | 532 | 8.8667 | 0.66485 | kW
[6 empty] | 1066 | 31950 | 532.5 | 8.875 | 0.66502 | kW
[6 empty] | 1067 | 31980 | 533 | 8.8833 | 0.66519 | kW
[6 empty] | 1068 | 32010 | 533.5 | 8.8917 | 0.66536 | kW
[6 empty] | 1069 | 32040 | 534 | 8.9 | 0.66554 | kW
[6 empty] | 1070 | 32070 | 534.5 | 8.9083 | 0.66571 | kW
[6 empty] | 1071 | 32100 | 535 | 8.9167 | 0.66588 | kW
[6 empty] | 1072 | 32130 | 535.5 | 8.925 | 0.66605 | kW
[6 empty] | 1073 | 32160 | 536 | 8.9333 | 0.66622 | kW
[6 empty] | 1074 | 32190 | 536.5 | 8.9417 | 0.66639 | kW
[6 empty] | 1075 | 32220 | 537 | 8.95 | 0.66656 | kW
[6 empty] | 1076 | 32250 | 537.5 | 8.9583 | 0.66673 | kW
[6 empty] | 1077 | 32280 | 538 | 8.9667 | 0.6669 | kW
[6 empty] | 1078 | 32310 | 538.5 | 8.975 | 0.66707 | kW
[6 empty] | 1079 | 32340 | 539 | 8.9833 | 0.66723 | kW
[6 empty] | 1080 | 32370 | 539.5 | 8.9917 | 0.66732 | kW
[6 empty] | 1081 | 32400 | 540 | 9 | 0.66727 | kW
[6 empty] | 1082 | 32430 | 540.5 | 9.0083 | 0.66686 | kW
[6 empty] | 1083 | 32460 | 541 | 9.0167 | 0.66643 | kW
[6 empty] | 1084 | 32490 | 541.5 | 9.025 | 0.666 | kW
[6 empty] | 1085 | 32520 | 542 | 9.0333 | 0.66557 | kW
[6 empty] | 1086 | 32550 | 542.5 | 9.0417 | 0.66514 | kW
[6 empty] | 1087 | 32580 | 543 | 9.05 | 0.66471 | kW
[6 empty] | 1088 | 32610 | 543.5 | 9.0583 | 0.66428 | kW
[6 empty] | 1089 | 32640 | 544 | 9.0667 | 0.66385 | kW
[6 empty] | 1090 | 32670 | 544.5 | 9.075 | 0.66342 | kW
[6 empty] | 1091 | 32700 | 545 | 9.0833 | 0.66299 | kW
[6 empty] | 1092 | 32730 | 545.5 | 9.0917 | 0.66256 | kW
[6 empty] | 1093 | 32760 | 546 | 9.1 | 0.66214 | kW
[6 empty] | 1094 | 32790 | 546.5 | 9.1083 | 0.66171 | kW
[6 empty] | 1095 | 32820 | 547 | 9.1167 | 0.66128 | kW
[6 empty] | 1096 | 32850 | 547.5 | 9.125 | 0.66085 | kW
[6 empty] | 1097 | 32880 | 548 | 9.1333 | 0.66042 | kW
[6 empty] | 1098 | 32910 | 548.5 | 9.1417 | 0.65999 | kW
[6 empty] | 1099 | 32940 | 549 | 9.15 | 0.65956 | kW
[6 empty] | 1100 | 32970 | 549.5 | 9.1583 | 0.65913 | kW
[6 empty] | 1101 | 33000 | 550 | 9.1667 | 0.6587 | kW
[6 empty] | 1102 | 33030 | 550.5 | 9.175 | 0.65827 | kW
[6 empty] | 1103 | 33060 | 551 | 9.1833 | 0.65784 | kW
[6 empty] | 1104 | 33090 | 551.5 | 9.1917 | 0.65741 | kW
[6 empty] | 1105 | 33120 | 552 | 9.2 | 0.65699 | kW
[6 empty] | 1106 | 33150 | 552.5 | 9.2083 | 0.65656 | kW
[6 empty] | 1107 | 33180 | 553 | 9.2167 | 0.65613 | kW
[6 empty] | 1108 | 33210 | 553.5 | 9.225 | 0.6557 | kW
[6 empty] | 1109 | 33240 | 554 | 9.2333 | 0.65527 | kW
[6 empty] | 1110 | 33270 | 554.5 | 9.2417 | 0.65484 | kW
[6 empty] | 1111 | 33300 | 555 | 9.25 | 0.65441 | kW
[6 empty] | 1112 | 33330 | 555.5 | 9.2583 | 0.65398 | kW
[6 empty] | 1113 | 33360 | 556 | 9.2667 | 0.65355 | kW
[6 empty] | 1114 | 33390 | 556.5 | 9.275 | 0.65312 | kW
[6 empty] | 1115 | 33420 | 557 | 9.2833 | 0.65269 | kW
[6 empty] | 1116 | 33450 | 557.5 | 9.2917 | 0.65226 | kW
[6 empty] | 1117 | 33480 | 558 | 9.3 | 0.65184 | kW
[6 empty] | 1118 | 33510 | 558.5 | 9.3083 | 0.65141 | kW
[6 empty] | 1119 | 33540 | 559 | 9.3167 | 0.65098 | kW
[6 empty] | 1120 | 33570 | 559.5 | 9.325 | 0.65055 | kW
[6 empty] | 1121 | 33600 | 560 | 9.3333 | 0.65012 | kW
[6 empty] | 1122 | 33630 | 560.5 | 9.3417 | 0.64969 | kW
[6 empty] | 1123 | 33660 | 561 | 9.35 | 0.64926 | kW
[6 empty] | 1124 | 33690 | 561.5 | 9.3583 | 0.64883 | kW
[6 empty] | 1125 | 33720 | 562 | 9.3667 | 0.6484 | kW
[6 empty] | 1126 | 33750 | 562.5 | 9.375 | 0.64797 | kW
[6 empty] | 1127 | 33780 | 563 | 9.3833 | 0.64754 | kW
[6 empty] | 1128 | 33810 | 563.5 | 9.3917 | 0.64711 | kW
[6 empty] | 1129 | 33840 | 564 | 9.4 | 0.64669 | kW
[6 empty] | 1130 | 33870 | 564.5 | 9.4083 | 0.64626 | kW
[6 empty] | 1131 | 33900 | 565 | 9.4167 | 0.64583 | kW
[6 empty] | 1132 | 33930 | 565.5 | 9.425 | 0.6454 | kW
[6 empty] | 1133 | 33960 | 566 | 9.4333 | 0.64497 | kW
[6 empty] | 1134 | 33990 | 566.5 | 9.4417 | 0.64454 | kW
[6 empty] | 1135 | 34020 | 567 | 9.45 | 0.64411 | kW
[6 empty] | 1136 | 34050 | 567.5 | 9.4583 | 0.64368 | kW
[6 empty] | 1137 | 34080 | 568 | 9.4667 | 0.64325 | kW
[6 empty] | 1138 | 34110 | 568.5 | 9.475 | 0.64282 | kW
[6 empty] | 1139 | 34140 | 569 | 9.4833 | 0.64239 | kW
[6 empty] | 1140 | 34170 | 569.5 | 9.4917 | 0.64196 | kW
[6 empty] | 1141 | 34200 | 570 | 9.5 | 0.64154 | kW
[6 empty] | 1142 | 34230 | 570.5 | 9.5083 | 0.64111 | kW
[6 empty] | 1143 | 34260 | 571 | 9.5167 | 0.64068 | kW
[6 empty] | 1144 | 34290 | 571.5 | 9.525 | 0.64025 | kW
[6 empty] | 1145 | 34320 | 572 | 9.5333 | 0.63982 | kW
[6 empty] | 1146 | 34350 | 572.5 | 9.5417 | 0.63939 | kW
[6 empty] | 1147 | 34380 | 573 | 9.55 | 0.63896 | kW
[6 empty] | 1148 | 34410 | 573.5 | 9.5583 | 0.63853 | kW
[6 empty] | 1149 | 34440 | 574 | 9.5667 | 0.6381 | kW
[6 empty] | 1150 | 34470 | 574.5 | 9.575 | 0.63767 | kW
[6 empty] | 1151 | 34500 | 575 | 9.5833 | 0.63724 | kW
[6 empty] | 1152 | 34530 | 575.5 | 9.5917 | 0.63681 | kW
[6 empty] | 1153 | 34560 | 576 | 9.6 | 0.63639 | kW
[6 empty] | 1154 | 34590 | 576.5 | 9.6083 | 0.63596 | kW
[6 empty] | 1155 | 34620 | 577 | 9.6167 | 0.63553 | kW
[6 empty] | 1156 | 34650 | 577.5 | 9.625 | 0.6351 | kW
[6 empty] | 1157 | 34680 | 578 | 9.6333 | 0.63467 | kW
[6 empty] | 1158 | 34710 | 578.5 | 9.6417 | 0.63424 | kW
[6 empty] | 1159 | 34740 | 579 | 9.65 | 0.63381 | kW
[6 empty] | 1160 | 34770 | 579.5 | 9.6583 | 0.63338 | kW
[6 empty] | 1161 | 34800 | 580 | 9.6667 | 0.63295 | kW
[6 empty] | 1162 | 34830 | 580.5 | 9.675 | 0.63252 | kW
[6 empty] | 1163 | 34860 | 581 | 9.6833 | 0.63209 | kW
[6 empty] | 1164 | 34890 | 581.5 | 9.6917 | 0.63166 | kW
[6 empty] | 1165 | 34920 | 582 | 9.7 | 0.63124 | kW
[6 empty] | 1166 | 34950 | 582.5 | 9.7083 | 0.63081 | kW
[6 empty] | 1167 | 34980 | 583 | 9.7167 | 0.63038 | kW
[6 empty] | 1168 | 35010 | 583.5 | 9.725 | 0.62995 | kW
[6 empty] | 1169 | 35040 | 584 | 9.7333 | 0.62952 | kW
[6 empty] | 1170 | 35070 | 584.5 | 9.7417 | 0.62909 | kW
[6 empty] | 1171 | 35100 | 585 | 9.75 | 0.62866 | kW
[6 empty] | 1172 | 35130 | 585.5 | 9.7583 | 0.62823 | kW
[6 empty] | 1173 | 35160 | 586 | 9.7667 | 0.6278 | kW
[6 empty] | 1174 | 35190 | 586.5 | 9.775 | 0.62737 | kW
[6 empty] | 1175 | 35220 | 587 | 9.7833 | 0.62694 | kW
[6 empty] | 1176 | 35250 | 587.5 | 9.7917 | 0.62651 | kW
[6 empty] | 1177 | 35280 | 588 | 9.8 | 0.62609 | kW
[6 empty] | 1178 | 35310 | 588.5 | 9.8083 | 0.62566 | kW
[6 empty] | 1179 | 35340 | 589 | 9.8167 | 0.62523 | kW
[6 empty] | 1180 | 35370 | 589.5 | 9.825 | 0.6248 | kW
[6 empty] | 1181 | 35400 | 590 | 9.8333 | 0.62437 | kW
[6 empty] | 1182 | 35430 | 590.5 | 9.8417 | 0.62394 | kW
[6 empty] | 1183 | 35460 | 591 | 9.85 | 0.62351 | kW
[6 empty] | 1184 | 35490 | 591.5 | 9.8583 | 0.62308 | kW
[6 empty] | 1185 | 35520 | 592 | 9.8667 | 0.62265 | kW
[6 empty] | 1186 | 35550 | 592.5 | 9.875 | 0.62222 | kW
[6 empty] | 1187 | 35580 | 593 | 9.8833 | 0.62179 | kW
[6 empty] | 1188 | 35610 | 593.5 | 9.8917 | 0.62136 | kW
[6 empty] | 1189 | 35640 | 594 | 9.9 | 0.62094 | kW
[6 empty] | 1190 | 35670 | 594.5 | 9.9083 | 0.62051 | kW
[6 empty] | 1191 | 35700 | 595 | 9.9167 | 0.62008 | kW
[6 empty] | 1192 | 35730 | 595.5 | 9.925 | 0.61965 | kW
[6 empty] | 1193 | 35760 | 596 | 9.9333 | 0.61922 | kW
[6 empty] | 1194 | 35790 | 596.5 | 9.9417 | 0.61879 | kW
[6 empty] | 1195 | 35820 | 597 | 9.95 | 0.61836 | kW
[6 empty] | 1196 | 35850 | 597.5 | 9.9583 | 0.61793 | kW
[6 empty] | 1197 | 35880 | 598 | 9.9667 | 0.6175 | kW
[6 empty] | 1198 | 35910 | 598.5 | 9.975 | 0.61707 | kW
[6 empty] | 1199 | 35940 | 599 | 9.9833 | 0.61665 | kW
[6 empty] | 1200 | 35970 | 599.5 | 9.9917 | 0.61624 | kW
[6 empty] | 1201 | 36000 | 600 | 10 | 0.61586 | kW
[6 empty] | 1202 | 36030 | 600.5 | 10.0083 | 0.61556 | kW
[6 empty] | 1203 | 36060 | 601 | 10.0167 | 0.61527 | kW
[6 empty] | 1204 | 36090 | 601.5 | 10.025 | 0.61498 | kW
[6 empty] | 1205 | 36120 | 602 | 10.0333 | 0.61469 | kW
[6 empty] | 1206 | 36150 | 602.5 | 10.0417 | 0.61408 | kW
[6 empty] | 1207 | 36180 | 603 | 10.05 | 0.61359 | kW
[6 empty] | 1208 | 36210 | 603.5 | 10.0583 | 0.61359 | kW
[6 empty] | 1209 | 36240 | 604 | 10.0667 | 0.61303 | kW
[6 empty] | 1210 | 36270 | 604.5 | 10.075 | 0.6128 | kW
[6 empty] | 1211 | 36300 | 605 | 10.0833 | 0.6128 | kW
[6 empty] | 1212 | 36330 | 605.5 | 10.0917 | 0.61228 | kW
[6 empty] | 1213 | 36360 | 606 | 10.1 | 0.6121 | kW
[6 empty] | 1214 | 36390 | 606.5 | 10.1083 | 0.61193 | kW
[6 empty] | 1215 | 36420 | 607 | 10.1167 | 0.61176 | kW
[6 empty] | 1216 | 36450 | 607.5 | 10.125 | 0.61159 | kW
[6 empty] | 1217 | 36480 | 608 | 10.1333 | 0.61122 | kW
[6 empty] | 1218 | 36510 | 608.5 | 10.1417 | 0.6109 | kW
[6 empty] | 1219 | 36540 | 609 | 10.15 | 0.61064 | kW
[6 empty] | 1220 | 36570 | 609.5 | 10.1583 | 0.61038 | kW
[6 empty] | 1221 | 36600 | 610 | 10.1667 | 0.61011 | kW
[6 empty] | 1222 | 36630 | 610.5 | 10.175 | 0.60981 | kW
[6 empty] | 1223 | 36660 | 611 | 10.1833 | 0.60949 | kW
[6 empty] | 1224 | 36690 | 611.5 | 10.1917 | 0.6092 | kW
[6 empty] | 1225 | 36720 | 612 | 10.2 | 0.60891 | kW
[6 empty] | 1226 | 36750 | 612.5 | 10.2083 | 0.60862 | kW
[6 empty] | 1227 | 36780 | 613 | 10.2167 | 0.60833 | kW
[6 empty] | 1228 | 36810 | 613.5 | 10.225 | 0.60802 | kW
[6 empty] | 1229 | 36840 | 614 | 10.2333 | 0.60773 | kW
[6 empty] | 1230 | 36870 | 614.5 | 10.2417 | 0.60744 | kW
[6 empty] | 1231 | 36900 | 615 | 10.25 | 0.60715 | kW
[6 empty] | 1232 | 36930 | 615.5 | 10.2583 | 0.60686 | kW
[6 empty] | 1233 | 36960 | 616 | 10.2667 | 0.60656 | kW
[6 empty] | 1234 | 36990 | 616.5 | 10.275 | 0.60627 | kW
[6 empty] | 1235 | 37020 | 617 | 10.2833 | 0.60598 | kW
[6 empty] | 1236 | 37050 | 617.5 | 10.2917 | 0.60569 | kW
[6 empty] | 1237 | 37080 | 618 | 10.3 | 0.60539 | kW
[6 empty] | 1238 | 37110 | 618.5 | 10.3083 | 0.60511 | kW
[6 empty] | 1239 | 37140 | 619 | 10.3167 | 0.60482 | kW
[6 empty] | 1240 | 37170 | 619.5 | 10.325 | 0.60453 | kW
[6 empty] | 1241 | 37200 | 620 | 10.3333 | 0.60424 | kW
[6 empty] | 1242 | 37230 | 620.5 | 10.3417 | 0.60395 | kW
[6 empty] | 1243 | 37260 | 621 | 10.35 | 0.60366 | kW
[6 empty] | 1244 | 37290 | 621.5 | 10.3583 | 0.60337 | kW
[6 empty] | 1245 | 37320 | 622 | 10.3667 | 0.60308 | kW
[6 empty] | 1246 | 37350 | 622.5 | 10.375 | 0.60279 | kW
[6 empty] | 1247 | 37380 | 623 | 10.3833 | 0.6025 | kW
[6 empty] | 1248 | 37410 | 623.5 | 10.3917 | 0.6022 | kW
[6 empty] | 1249 | 37440 | 624 | 10.4 | 0.60191 | kW
[6 empty] | 1250 | 37470 | 624.5 | 10.4083 | 0.60162 | kW
[6 empty] | 1251 | 37500 | 625 | 10.4167 | 0.60133 | kW
[6 empty] | 1252 | 37530 | 625.5 | 10.425 | 0.60104 | kW
[6 empty] | 1253 | 37560 | 626 | 10.4333 | 0.60075 | kW
[6 empty] | 1254 | 37590 | 626.5 | 10.4417 | 0.60046 | kW
[6 empty] | 1255 | 37620 | 627 | 10.45 | 0.60017 | kW
[6 empty] | 1256 | 37650 | 627.5 | 10.4583 | 0.59988 | kW
[6 empty] | 1257 | 37680 | 628 | 10.4667 | 0.59958 | kW
[6 empty] | 1258 | 37710 | 628.5 | 10.475 | 0.59929 | kW
[6 empty] | 1259 | 37740 | 629 | 10.4833 | 0.599 | kW
[6 empty] | 1260 | 37770 | 629.5 | 10.4917 | 0.59871 | kW
[6 empty] | 1261 | 37800 | 630 | 10.5 | 0.59842 | kW
[6 empty] | 1262 | 37830 | 630.5 | 10.5083 | 0.59813 | kW
[6 empty] | 1263 | 37860 | 631 | 10.5167 | 0.59784 | kW
[6 empty] | 1264 | 37890 | 631.5 | 10.525 | 0.59755 | kW
[6 empty] | 1265 | 37920 | 632 | 10.5333 | 0.59726 | kW
[6 empty] | 1266 | 37950 | 632.5 | 10.5417 | 0.59697 | kW
[6 empty] | 1267 | 37980 | 633 | 10.55 | 0.59668 | kW
[6 empty] | 1268 | 38010 | 633.5 | 10.5583 | 0.59639 | kW
[6 empty] | 1269 | 38040 | 634 | 10.5667 | 0.5961 | kW
[6 empty] | 1270 | 38070 | 634.5 | 10.575 | 0.59581 | kW
[6 empty] | 1271 | 38100 | 635 | 10.5833 | 0.59551 | kW
[6 empty] | 1272 | 38130 | 635.5 | 10.5917 | 0.59522 | kW
[6 empty] | 1273 | 38160 | 636 | 10.6 | 0.59493 | kW
[6 empty] | 1274 | 38190 | 636.5 | 10.6083 | 0.59464 | kW
[6 empty] | 1275 | 38220 | 637 | 10.6167 | 0.59435 | kW
[6 empty] | 1276 | 38250 | 637.5 | 10.625 | 0.59406 | kW
[6 empty] | 1277 | 38280 | 638 | 10.6333 | 0.59377 | kW
[6 empty] | 1278 | 38310 | 638.5 | 10.6417 | 0.59348 | kW
[6 empty] | 1279 | 38340 | 639 | 10.65 | 0.59319 | kW
[6 empty] | 1280 | 38370 | 639.5 | 10.6583 | 0.5929 | kW
[6 empty] | 1281 | 38400 | 640 | 10.6667 | 0.59261 | kW
[6 empty] | 1282 | 38430 | 640.5 | 10.675 | 0.59232 | kW
[6 empty] | 1283 | 38460 | 641 | 10.6833 | 0.59203 | kW
[6 empty] | 1284 | 38490 | 641.5 | 10.6917 | 0.59173 | kW
[6 empty] | 1285 | 38520 | 642 | 10.7 | 0.59144 | kW
[6 empty] | 1286 | 38550 | 642.5 | 10.7083 | 0.59115 | kW
[6 empty] | 1287 | 38580 | 643 | 10.7167 | 0.59086 | kW
[6 empty] | 1288 | 38610 | 643.5 | 10.725 | 0.59057 | kW
[6 empty] | 1289 | 38640 | 644 | 10.7333 | 0.59028 | kW
[6 empty] | 1290 | 38670 | 644.5 | 10.7417 | 0.58999 | kW
[6 empty] | 1291 | 38700 | 645 | 10.75 | 0.5897 | kW
[6 empty] | 1292 | 38730 | 645.5 | 10.7583 | 0.58941 | kW
[6 empty] | 1293 | 38760 | 646 | 10.7667 | 0.58912 | kW
[6 empty] | 1294 | 38790 | 646.5 | 10.775 | 0.58883 | kW
[6 empty] | 1295 | 38820 | 647 | 10.7833 | 0.58854 | kW
[6 empty] | 1296 | 38850 | 647.5 | 10.7917 | 0.58825 | kW
[6 empty] | 1297 | 38880 | 648 | 10.8 | 0.58795 | kW
[6 empty] | 1298 | 38910 | 648.5 | 10.8083 | 0.58766 | kW
[6 empty] | 1299 | 38940 | 649 | 10.8167 | 0.58737 | kW
[6 empty] | 1300 | 38970 | 649.5 | 10.825 | 0.58708 | kW
[6 empty] | 1301 | 39000 | 650 | 10.8333 | 0.58679 | kW
[6 empty] | 1302 | 39030 | 650.5 | 10.8417 | 0.5865 | kW
[6 empty] | 1303 | 39060 | 651 | 10.85 | 0.58621 | kW
[6 empty] | 1304 | 39090 | 651.5 | 10.8583 | 0.58592 | kW
[6 empty] | 1305 | 39120 | 652 | 10.8667 | 0.58563 | kW
[6 empty] | 1306 | 39150 | 652.5 | 10.875 | 0.58534 | kW
[6 empty] | 1307 | 39180 | 653 | 10.8833 | 0.58505 | kW
[6 empty] | 1308 | 39210 | 653.5 | 10.8917 | 0.58476 | kW
[6 empty] | 1309 | 39240 | 654 | 10.9 | 0.58447 | kW
[6 empty] | 1310 | 39270 | 654.5 | 10.9083 | 0.58418 | kW
[6 empty] | 1311 | 39300 | 655 | 10.9167 | 0.58389 | kW
[6 empty] | 1312 | 39330 | 655.5 | 10.925 | 0.5836 | kW
[6 empty] | 1313 | 39360 | 656 | 10.9333 | 0.5833 | kW
[6 empty] | 1314 | 39390 | 656.5 | 10.9417 | 0.58301 | kW
[6 empty] | 1315 | 39420 | 657 | 10.95 | 0.58272 | kW
[6 empty] | 1316 | 39450 | 657.5 | 10.9583 | 0.58243 | kW
[6 empty] | 1317 | 39480 | 658 | 10.9667 | 0.58214 | kW
[6 empty] | 1318 | 39510 | 658.5 | 10.975 | 0.58185 | kW
[6 empty] | 1319 | 39540 | 659 | 10.9833 | 0.58156 | kW
[6 empty] | 1320 | 39570 | 659.5 | 10.9917 | 0.58128 | kW
[6 empty] | 1321 | 39600 | 660 | 11 | 0.58118 | kW
[6 empty] | 1322 | 39630 | 660.5 | 11.0083 | 0.58126 | kW
[6 empty] | 1323 | 39660 | 661 | 11.0167 | 0.58134 | kW
[6 empty] | 1324 | 39690 | 661.5 | 11.025 | 0.58147 | kW
[6 empty] | 1325 | 39720 | 662 | 11.0333 | 0.58161 | kW
[6 empty] | 1326 | 39750 | 662.5 | 11.0417 | 0.58165 | kW
[6 empty] | 1327 | 39780 | 663 | 11.05 | 0.58193 | kW
[6 empty] | 1328 | 39810 | 663.5 | 11.0583 | 0.58193 | kW
[6 empty] | 1329 | 39840 | 664 | 11.0667 | 0.58193 | kW
[6 empty] | 1330 | 39870 | 664.5 | 11.075 | 0.58216 | kW
[6 empty] | 1331 | 39900 | 665 | 11.0833 | 0.58221 | kW
[6 empty] | 1332 | 39930 | 665.5 | 11.0917 | 0.58221 | kW
[6 empty] | 1333 | 39960 | 666 | 11.1 | 0.5824 | kW
[6 empty] | 1334 | 39990 | 666.5 | 11.1083 | 0.58255 | kW
[6 empty] | 1335 | 40020 | 667 | 11.1167 | 0.58261 | kW
[6 empty] | 1336 | 40050 | 667.5 | 11.125 | 0.58267 | kW
[6 empty] | 1337 | 40080 | 668 | 11.1333 | 0.58273 | kW
[6 empty] | 1338 | 40110 | 668.5 | 11.1417 | 0.58278 | kW
[6 empty] | 1339 | 40140 | 669 | 11.15 | 0.58284 | kW
[6 empty] | 1340 | 40170 | 669.5 | 11.1583 | 0.5829 | kW
[6 empty] | 1341 | 40200 | 670 | 11.1667 | 0.58296 | kW
[6 empty] | 1342 | 40230 | 670.5 | 11.175 | 0.58303 | kW
[6 empty] | 1343 | 40260 | 671 | 11.1833 | 0.58318 | kW
[6 empty] | 1344 | 40290 | 671.5 | 11.1917 | 0.58326 | kW
[6 empty] | 1345 | 40320 | 672 | 11.2 | 0.58334 | kW
[6 empty] | 1346 | 40350 | 672.5 | 11.2083 | 0.58341 | kW
[6 empty] | 1347 | 40380 | 673 | 11.2167 | 0.58349 | kW
[6 empty] | 1348 | 40410 | 673.5 | 11.225 | 0.58357 | kW
[6 empty] | 1349 | 40440 | 674 | 11.2333 | 0.58365 | kW
[6 empty] | 1350 | 40470 | 674.5 | 11.2417 | 0.58373 | kW
[6 empty] | 1351 | 40500 | 675 | 11.25 | 0.5838 | kW
[6 empty] | 1352 | 40530 | 675.5 | 11.2583 | 0.5839 | kW
[6 empty] | 1353 | 40560 | 676 | 11.2667 | 0.584 | kW
[6 empty] | 1354 | 40590 | 676.5 | 11.275 | 0.58408 | kW
[6 empty] | 1355 | 40620 | 677 | 11.2833 | 0.58416 | kW
[6 empty] | 1356 | 40650 | 677.5 | 11.2917 | 0.58425 | kW
[6 empty] | 1357 | 40680 | 678 | 11.3 | 0.58433 | kW
[6 empty] | 1358 | 40710 | 678.5 | 11.3083 | 0.58442 | kW
[6 empty] | 1359 | 40740 | 679 | 11.3167 | 0.5845 | kW
[6 empty] | 1360 | 40770 | 679.5 | 11.325 | 0.58459 | kW
[6 empty] | 1361 | 40800 | 680 | 11.3333 | 0.58467 | kW
[6 empty] | 1362 | 40830 | 680.5 | 11.3417 | 0.58477 | kW
[6 empty] | 1363 | 40860 | 681 | 11.35 | 0.58486 | kW
[6 empty] | 1364 | 40890 | 681.5 | 11.3583 | 0.58495 | kW
[6 empty] | 1365 | 40920 | 682 | 11.3667 | 0.58503 | kW
[6 empty] | 1366 | 40950 | 682.5 | 11.375 | 0.58512 | kW
[6 empty] | 1367 | 40980 | 683 | 11.3833 | 0.58521 | kW
[6 empty] | 1368 | 41010 | 683.5 | 11.3917 | 0.58529 | kW
[6 empty] | 1369 | 41040 | 684 | 11.4 | 0.58538 | kW
[6 empty] | 1370 | 41070 | 684.5 | 11.4083 | 0.58547 | kW
[6 empty] | 1371 | 41100 | 685 | 11.4167 | 0.58555 | kW
[6 empty] | 1372 | 41130 | 685.5 | 11.425 | 0.58564 | kW
[6 empty] | 1373 | 41160 | 686 | 11.4333 | 0.58573 | kW
[6 empty] | 1374 | 41190 | 686.5 | 11.4417 | 0.58581 | kW
[6 empty] | 1375 | 41220 | 687 | 11.45 | 0.5859 | kW
[6 empty] | 1376 | 41250 | 687.5 | 11.4583 | 0.58598 | kW
[6 empty] | 1377 | 41280 | 688 | 11.4667 | 0.58607 | kW
[6 empty] | 1378 | 41310 | 688.5 | 11.475 | 0.58616 | kW
[6 empty] | 1379 | 41340 | 689 | 11.4833 | 0.58625 | kW
[6 empty] | 1380 | 41370 | 689.5 | 11.4917 | 0.58634 | kW
[6 empty] | 1381 | 41400 | 690 | 11.5 | 0.58643 | kW
[6 empty] | 1382 | 41430 | 690.5 | 11.5083 | 0.58652 | kW
[6 empty] | 1383 | 41460 | 691 | 11.5167 | 0.5866 | kW
[6 empty] | 1384 | 41490 | 691.5 | 11.525 | 0.58669 | kW
[6 empty] | 1385 | 41520 | 692 | 11.5333 | 0.58678 | kW
[6 empty] | 1386 | 41550 | 692.5 | 11.5417 | 0.58686 | kW
[6 empty] | 1387 | 41580 | 693 | 11.55 | 0.58695 | kW
[6 empty] | 1388 | 41610 | 693.5 | 11.5583 | 0.58704 | kW
[6 empty] | 1389 | 41640 | 694 | 11.5667 | 0.58713 | kW
[6 empty] | 1390 | 41670 | 694.5 | 11.575 | 0.58721 | kW
[6 empty] | 1391 | 41700 | 695 | 11.5833 | 0.5873 | kW
[6 empty] | 1392 | 41730 | 695.5 | 11.5917 | 0.58739 | kW
[6 empty] | 1393 | 41760 | 696 | 11.6 | 0.58747 | kW
[6 empty] | 1394 | 41790 | 696.5 | 11.6083 | 0.58756 | kW
[6 empty] | 1395 | 41820 | 697 | 11.6167 | 0.58765 | kW
[6 empty] | 1396 | 41850 | 697.5 | 11.625 | 0.58774 | kW
[6 empty] | 1397 | 41880 | 698 | 11.6333 | 0.58782 | kW
[6 empty] | 1398 | 41910 | 698.5 | 11.6417 | 0.58791 | kW
[6 empty] | 1399 | 41940 | 699 | 11.65 | 0.588 | kW
[6 empty] | 1400 | 41970 | 699.5 | 11.6583 | 0.58808 | kW
[6 empty] | 1401 | 42000 | 700 | 11.6667 | 0.58817 | kW
[6 empty] | 1402 | 42030 | 700.5 | 11.675 | 0.58826 | kW
[6 empty] | 1403 | 42060 | 701 | 11.6833 | 0.58835 | kW
[6 empty] | 1404 | 42090 | 701.5 | 11.6917 | 0.58843 | kW
[6 empty] | 1405 | 42120 | 702 | 11.7 | 0.58852 | kW
[6 empty] | 1406 | 42150 | 702.5 | 11.7083 | 0.58861 | kW
[6 empty] | 1407 | 42180 | 703 | 11.7167 | 0.58869 | kW
[6 empty] | 1408 | 42210 | 703.5 | 11.725 | 0.58878 | kW
[6 empty] | 1409 | 42240 | 704 | 11.7333 | 0.58887 | kW
[6 empty] | 1410 | 42270 | 704.5 | 11.7417 | 0.58896 | kW
[6 empty] | 1411 | 42300 | 705 | 11.75 | 0.58905 | kW
[6 empty] | 1412 | 42330 | 705.5 | 11.7583 | 0.58913 | kW
[6 empty] | 1413 | 42360 | 706 | 11.7667 | 0.58922 | kW
[6 empty] | 1414 | 42390 | 706.5 | 11.775 | 0.58931 | kW
[6 empty] | 1415 | 42420 | 707 | 11.7833 | 0.5894 | kW
[6 empty] | 1416 | 42450 | 707.5 | 11.7917 | 0.58948 | kW
[6 empty] | 1417 | 42480 | 708 | 11.8 | 0.58957 | kW
[6 empty] | 1418 | 42510 | 708.5 | 11.8083 | 0.58966 | kW
[6 empty] | 1419 | 42540 | 709 | 11.8167 | 0.58975 | kW
[6 empty] | 1420 | 42570 | 709.5 | 11.825 | 0.58983 | kW
[6 empty] | 1421 | 42600 | 710 | 11.8333 | 0.58992 | kW
[6 empty] | 1422 | 42630 | 710.5 | 11.8417 | 0.59001 | kW
[6 empty] | 1423 | 42660 | 711 | 11.85 | 0.5901 | kW
[6 empty] | 1424 | 42690 | 711.5 | 11.8583 | 0.59018 | kW
[6 empty] | 1425 | 42720 | 712 | 11.8667 | 0.59027 | kW
[6 empty] | 1426 | 42750 | 712.5 | 11.875 | 0.59036 | kW
[6 empty] | 1427 | 42780 | 713 | 11.8833 | 0.59044 | kW
[6 empty] | 1428 | 42810 | 713.5 | 11.8917 | 0.59053 | kW
[6 empty] | 1429 | 42840 | 714 | 11.9 | 0.59062 | kW
[6 empty] | 1430 | 42870 | 714.5 | 11.9083 | 0.59071 | kW
[6 empty] | 1431 | 42900 | 715 | 11.9167 | 0.59079 | kW
[6 empty] | 1432 | 42930 | 715.5 | 11.925 | 0.59088 | kW
[6 empty] | 1433 | 42960 | 716 | 11.9333 | 0.59097 | kW
[6 empty] | 1434 | 42990 | 716.5 | 11.9417 | 0.59106 | kW
[6 empty] | 1435 | 43020 | 717 | 11.95 | 0.59114 | kW
[6 empty] | 1436 | 43050 | 717.5 | 11.9583 | 0.59123 | kW
[6 empty] | 1437 | 43080 | 718 | 11.9667 | 0.59132 | kW
[6 empty] | 1438 | 43110 | 718.5 | 11.975 | 0.59141 | kW
[6 empty] | 1439 | 43140 | 719 | 11.9833 | 0.59149 | kW
[6 empty] | 1440 | 43170 | 719.5 | 11.9917 | 0.59158 | kW
[6 empty] | 1441 | 43200 | 720 | 12 | 0.5919 | kW
[6 empty] | 1442 | 43230 | 720.5 | 12.0083 | 0.5924 | kW
[6 empty] | 1443 | 43260 | 721 | 12.0167 | 0.59307 | kW
[6 empty] | 1444 | 43290 | 721.5 | 12.025 | 0.59399 | kW
[6 empty] | 1445 | 43320 | 722 | 12.0333 | 0.5943 | kW
[6 empty] | 1446 | 43350 | 722.5 | 12.0417 | 0.59576 | kW
[6 empty] | 1447 | 43380 | 723 | 12.05 | 0.59576 | kW
[6 empty] | 1448 | 43410 | 723.5 | 12.0583 | 0.59576 | kW
[6 empty] | 1449 | 43440 | 724 | 12.0667 | 0.59733 | kW
[6 empty] | 1450 | 43470 | 724.5 | 12.075 | 0.59736 | kW
[6 empty] | 1451 | 43500 | 725 | 12.0833 | 0.59736 | kW
[6 empty] | 1452 | 43530 | 725.5 | 12.0917 | 0.5988 | kW
[6 empty] | 1453 | 43560 | 726 | 12.1 | 0.59932 | kW
[6 empty] | 1454 | 43590 | 726.5 | 12.1083 | 0.59966 | kW
[6 empty] | 1455 | 43620 | 727 | 12.1167 | 0.6 | kW
[6 empty] | 1456 | 43650 | 727.5 | 12.125 | 0.60035 | kW
[6 empty] | 1457 | 43680 | 728 | 12.1333 | 0.60069 | kW
[6 empty] | 1458 | 43710 | 728.5 | 12.1417 | 0.60104 | kW
[6 empty] | 1459 | 43740 | 729 | 12.15 | 0.60138 | kW
[6 empty] | 1460 | 43770 | 729.5 | 12.1583 | 0.60185 | kW
[6 empty] | 1461 | 43800 | 730 | 12.1667 | 0.60265 | kW
[6 empty] | 1462 | 43830 | 730.5 | 12.175 | 0.60311 | kW
[6 empty] | 1463 | 43860 | 731 | 12.1833 | 0.60356 | kW
[6 empty] | 1464 | 43890 | 731.5 | 12.1917 | 0.60402 | kW
[6 empty] | 1465 | 43920 | 732 | 12.2 | 0.60448 | kW
[6 empty] | 1466 | 43950 | 732.5 | 12.2083 | 0.60494 | kW
[6 empty] | 1467 | 43980 | 733 | 12.2167 | 0.6054 | kW
[6 empty] | 1468 | 44010 | 733.5 | 12.225 | 0.60586 | kW
[6 empty] | 1469 | 44040 | 734 | 12.2333 | 0.60642 | kW
[6 empty] | 1470 | 44070 | 734.5 | 12.2417 | 0.60698 | kW
[6 empty] | 1471 | 44100 | 735 | 12.25 | 0.60748 | kW
[6 empty] | 1472 | 44130 | 735.5 | 12.2583 | 0.60797 | kW
[6 empty] | 1473 | 44160 | 736 | 12.2667 | 0.60847 | kW
[6 empty] | 1474 | 44190 | 736.5 | 12.275 | 0.60897 | kW
[6 empty] | 1475 | 44220 | 737 | 12.2833 | 0.60946 | kW
[6 empty] | 1476 | 44250 | 737.5 | 12.2917 | 0.60996 | kW
[6 empty] | 1477 | 44280 | 738 | 12.3 | 0.61046 | kW
[6 empty] | 1478 | 44310 | 738.5 | 12.3083 | 0.61105 | kW
[6 empty] | 1479 | 44340 | 739 | 12.3167 | 0.61157 | kW
[6 empty] | 1480 | 44370 | 739.5 | 12.325 | 0.61208 | kW
[6 empty] | 1481 | 44400 | 740 | 12.3333 | 0.61259 | kW
[6 empty] | 1482 | 44430 | 740.5 | 12.3417 | 0.61309 | kW
[6 empty] | 1483 | 44460 | 741 | 12.35 | 0.6136 | kW
[6 empty] | 1484 | 44490 | 741.5 | 12.3583 | 0.61411 | kW
[6 empty] | 1485 | 44520 | 742 | 12.3667 | 0.61462 | kW
[6 empty] | 1486 | 44550 | 742.5 | 12.375 | 0.61513 | kW
[6 empty] | 1487 | 44580 | 743 | 12.3833 | 0.61564 | kW
[6 empty] | 1488 | 44610 | 743.5 | 12.3917 | 0.61615 | kW
[6 empty] | 1489 | 44640 | 744 | 12.4 | 0.61666 | kW
[6 empty] | 1490 | 44670 | 744.5 | 12.4083 | 0.61717 | kW
[6 empty] | 1491 | 44700 | 745 | 12.4167 | 0.61768 | kW
[6 empty] | 1492 | 44730 | 745.5 | 12.425 | 0.61819 | kW
[6 empty] | 1493 | 44760 | 746 | 12.4333 | 0.61871 | kW
[6 empty] | 1494 | 44790 | 746.5 | 12.4417 | 0.61924 | kW
[6 empty] | 1495 | 44820 | 747 | 12.45 | 0.61976 | kW
[6 empty] | 1496 | 44850 | 747.5 | 12.4583 | 0.62027 | kW
[6 empty] | 1497 | 44880 | 748 | 12.4667 | 0.62078 | kW
[6 empty] | 1498 | 44910 | 748.5 | 12.475 | 0.6213 | kW
[6 empty] | 1499 | 44940 | 749 | 12.4833 | 0.62181 | kW
[6 empty] | 1500 | 44970 | 749.5 | 12.4917 | 0.62232 | kW
[6 empty] | 1501 | 45000 | 750 | 12.5 | 0.62284 | kW
[6 empty] | 1502 | 45030 | 750.5 | 12.5083 | 0.62335 | kW
[6 empty] | 1503 | 45060 | 751 | 12.5167 | 0.62386 | kW
[6 empty] | 1504 | 45090 | 751.5 | 12.525 | 0.62438 | kW
[6 empty] | 1505 | 45120 | 752 | 12.5333 | 0.62489 | kW
[6 empty] | 1506 | 45150 | 752.5 | 12.5417 | 0.6254 | kW
[6 empty] | 1507 | 45180 | 753 | 12.55 | 0.62592 | kW
[6 empty] | 1508 | 45210 | 753.5 | 12.5583 | 0.62643 | kW
[6 empty] | 1509 | 45240 | 754 | 12.5667 | 0.62695 | kW
[6 empty] | 1510 | 45270 | 754.5 | 12.575 | 0.62747 | kW
[6 empty] | 1511 | 45300 | 755 | 12.5833 | 0.62799 | kW
[6 empty] | 1512 | 45330 | 755.5 | 12.5917 | 0.6285 | kW
[6 empty] | 1513 | 45360 | 756 | 12.6 | 0.62902 | kW
[6 empty] | 1514 | 45390 | 756.5 | 12.6083 | 0.62953 | kW
[6 empty] | 1515 | 45420 | 757 | 12.6167 | 0.63005 | kW
[6 empty] | 1516 | 45450 | 757.5 | 12.625 | 0.63056 | kW
[6 empty] | 1517 | 45480 | 758 | 12.6333 | 0.63108 | kW
[6 empty] | 1518 | 45510 | 758.5 | 12.6417 | 0.63159 | kW
[6 empty] | 1519 | 45540 | 759 | 12.65 | 0.63211 | kW
[6 empty] | 1520 | 45570 | 759.5 | 12.6583 | 0.63262 | kW
[6 empty] | 1521 | 45600 | 760 | 12.6667 | 0.63314 | kW
[6 empty] | 1522 | 45630 | 760.5 | 12.675 | 0.63365 | kW
[6 empty] | 1523 | 45660 | 761 | 12.6833 | 0.63417 | kW
[6 empty] | 1524 | 45690 | 761.5 | 12.6917 | 0.63468 | kW
[6 empty] | 1525 | 45720 | 762 | 12.7 | 0.6352 | kW
[6 empty] | 1526 | 45750 | 762.5 | 12.7083 | 0.63571 | kW
[6 empty] | 1527 | 45780 | 763 | 12.7167 | 0.63623 | kW
[6 empty] | 1528 | 45810 | 763.5 | 12.725 | 0.63675 | kW
[6 empty] | 1529 | 45840 | 764 | 12.7333 | 0.63726 | kW
[6 empty] | 1530 | 45870 | 764.5 | 12.7417 | 0.63778 | kW
[6 empty] | 1531 | 45900 | 765 | 12.75 | 0.63829 | kW
[6 empty] | 1532 | 45930 | 765.5 | 12.7583 | 0.63881 | kW
[6 empty] | 1533 | 45960 | 766 | 12.7667 | 0.63932 | kW
[6 empty] | 1534 | 45990 | 766.5 | 12.775 | 0.63984 | kW
[6 empty] | 1535 | 46020 | 767 | 12.7833 | 0.64035 | kW
[6 empty] | 1536 | 46050 | 767.5 | 12.7917 | 0.64087 | kW
[6 empty] | 1537 | 46080 | 768 | 12.8 | 0.64138 | kW
[6 empty] | 1538 | 46110 | 768.5 | 12.8083 | 0.6419 | kW
[6 empty] | 1539 | 46140 | 769 | 12.8167 | 0.64241 | kW
[6 empty] | 1540 | 46170 | 769.5 | 12.825 | 0.64293 | kW
[6 empty] | 1541 | 46200 | 770 | 12.8333 | 0.64345 | kW
[6 empty] | 1542 | 46230 | 770.5 | 12.8417 | 0.64396 | kW
[6 empty] | 1543 | 46260 | 771 | 12.85 | 0.64448 | kW
[6 empty] | 1544 | 46290 | 771.5 | 12.8583 | 0.64499 | kW
[6 empty] | 1545 | 46320 | 772 | 12.8667 | 0.64551 | kW
[6 empty] | 1546 | 46350 | 772.5 | 12.875 | 0.64602 | kW
[6 empty] | 1547 | 46380 | 773 | 12.8833 | 0.64654 | kW
[6 empty] | 1548 | 46410 | 773.5 | 12.8917 | 0.64706 | kW
[6 empty] | 1549 | 46440 | 774 | 12.9 | 0.64757 | kW
[6 empty] | 1550 | 46470 | 774.5 | 12.9083 | 0.64809 | kW
[6 empty] | 1551 | 46500 | 775 | 12.9167 | 0.6486 | kW
[6 empty] | 1552 | 46530 | 775.5 | 12.925 | 0.64912 | kW
[6 empty] | 1553 | 46560 | 776 | 12.9333 | 0.64963 | kW
[6 empty] | 1554 | 46590 | 776.5 | 12.9417 | 0.65015 | kW
[6 empty] | 1555 | 46620 | 777 | 12.95 | 0.65066 | kW
[6 empty] | 1556 | 46650 | 777.5 | 12.9583 | 0.65118 | kW
[6 empty] | 1557 | 46680 | 778 | 12.9667 | 0.6517 | kW
[6 empty] | 1558 | 46710 | 778.5 | 12.975 | 0.6522 | kW
[6 empty] | 1559 | 46740 | 779 | 12.9833 | 0.65269 | kW
[6 empty] | 1560 | 46770 | 779.5 | 12.9917 | 0.65319 | kW
[6 empty] | 1561 | 46800 | 780 | 13 | 0.65347 | kW
[6 empty] | 1562 | 46830 | 780.5 | 13.0083 | 0.65342 | kW
[6 empty] | 1563 | 46860 | 781 | 13.0167 | 0.65337 | kW
[6 empty] | 1564 | 46890 | 781.5 | 13.025 | 0.65328 | kW
[6 empty] | 1565 | 46920 | 782 | 13.0333 | 0.6532 | kW
[6 empty] | 1566 | 46950 | 782.5 | 13.0417 | 0.65316 | kW
[6 empty] | 1567 | 46980 | 783 | 13.05 | 0.65312 | kW
[6 empty] | 1568 | 47010 | 783.5 | 13.0583 | 0.65304 | kW
[6 empty] | 1569 | 47040 | 784 | 13.0667 | 0.65304 | kW
[6 empty] | 1570 | 47070 | 784.5 | 13.075 | 0.65293 | kW
[6 empty] | 1571 | 47100 | 785 | 13.0833 | 0.65293 | kW
[6 empty] | 1572 | 47130 | 785.5 | 13.0917 | 0.65279 | kW
[6 empty] | 1573 | 47160 | 786 | 13.1 | 0.65273 | kW
[6 empty] | 1574 | 47190 | 786.5 | 13.1083 | 0.65269 | kW
[6 empty] | 1575 | 47220 | 787 | 13.1167 | 0.65266 | kW
[6 empty] | 1576 | 47250 | 787.5 | 13.125 | 0.65262 | kW
[6 empty] | 1577 | 47280 | 788 | 13.1333 | 0.65259 | kW
[6 empty] | 1578 | 47310 | 788.5 | 13.1417 | 0.65256 | kW
[6 empty] | 1579 | 47340 | 789 | 13.15 | 0.65252 | kW
[6 empty] | 1580 | 47370 | 789.5 | 13.1583 | 0.65249 | kW
[6 empty] | 1581 | 47400 | 790 | 13.1667 | 0.65242 | kW
[6 empty] | 1582 | 47430 | 790.5 | 13.175 | 0.65236 | kW
[6 empty] | 1583 | 47460 | 791 | 13.1833 | 0.65231 | kW
[6 empty] | 1584 | 47490 | 791.5 | 13.1917 | 0.65227 | kW
[6 empty] | 1585 | 47520 | 792 | 13.2 | 0.65222 | kW
[6 empty] | 1586 | 47550 | 792.5 | 13.2083 | 0.65217 | kW
[6 empty] | 1587 | 47580 | 793 | 13.2167 | 0.65213 | kW
[6 empty] | 1588 | 47610 | 793.5 | 13.225 | 0.65208 | kW
[6 empty] | 1589 | 47640 | 794 | 13.2333 | 0.65204 | kW
[6 empty] | 1590 | 47670 | 794.5 | 13.2417 | 0.65199 | kW
[6 empty] | 1591 | 47700 | 795 | 13.25 | 0.65193 | kW
[6 empty] | 1592 | 47730 | 795.5 | 13.2583 | 0.65188 | kW
[6 empty] | 1593 | 47760 | 796 | 13.2667 | 0.65183 | kW
[6 empty] | 1594 | 47790 | 796.5 | 13.275 | 0.65178 | kW
[6 empty] | 1595 | 47820 | 797 | 13.2833 | 0.65173 | kW
[6 empty] | 1596 | 47850 | 797.5 | 13.2917 | 0.65168 | kW
[6 empty] | 1597 | 47880 | 798 | 13.3 | 0.65163 | kW
[6 empty] | 1598 | 47910 | 798.5 | 13.3083 | 0.65158 | kW
[6 empty] | 1599 | 47940 | 799 | 13.3167 | 0.65153 | kW
[6 empty] | 1600 | 47970 | 799.5 | 13.325 | 0.65147 | kW
[6 empty] | 1601 | 48000 | 800 | 13.3333 | 0.65142 | kW
[6 empty] | 1602 | 48030 | 800.5 | 13.3417 | 0.65137 | kW
[6 empty] | 1603 | 48060 | 801 | 13.35 | 0.65132 | kW
[6 empty] | 1604 | 48090 | 801.5 | 13.3583 | 0.65127 | kW
[6 empty] | 1605 | 48120 | 802 | 13.3667 | 0.65122 | kW
[6 empty] | 1606 | 48150 | 802.5 | 13.375 | 0.65117 | kW
[6 empty] | 1607 | 48180 | 803 | 13.3833 | 0.65112 | kW
[6 empty] | 1608 | 48210 | 803.5 | 13.3917 | 0.65107 | kW
[6 empty] | 1609 | 48240 | 804 | 13.4 | 0.65102 | kW
[6 empty] | 1610 | 48270 | 804.5 | 13.4083 | 0.65097 | kW
[6 empty] | 1611 | 48300 | 805 | 13.4167 | 0.65092 | kW
[6 empty] | 1612 | 48330 | 805.5 | 13.425 | 0.65086 | kW
[6 empty] | 1613 | 48360 | 806 | 13.4333 | 0.65081 | kW
[6 empty] | 1614 | 48390 | 806.5 | 13.4417 | 0.65076 | kW
[6 empty] | 1615 | 48420 | 807 | 13.45 | 0.65071 | kW
[6 empty] | 1616 | 48450 | 807.5 | 13.4583 | 0.65066 | kW
[6 empty] | 1617 | 48480 | 808 | 13.4667 | 0.65061 | kW
[6 empty] | 1618 | 48510 | 808.5 | 13.475 | 0.65056 | kW
[6 empty] | 1619 | 48540 | 809 | 13.4833 | 0.65051 | kW
[6 empty] | 1620 | 48570 | 809.5 | 13.4917 | 0.65046 | kW
[6 empty] | 1621 | 48600 | 810 | 13.5 | 0.65041 | kW
[6 empty] | 1622 | 48630 | 810.5 | 13.5083 | 0.65036 | kW
[6 empty] | 1623 | 48660 | 811 | 13.5167 | 0.65031 | kW
[6 empty] | 1624 | 48690 | 811.5 | 13.525 | 0.65025 | kW
[6 empty] | 1625 | 48720 | 812 | 13.5333 | 0.6502 | kW
[6 empty] | 1626 | 48750 | 812.5 | 13.5417 | 0.65015 | kW
[6 empty] | 1627 | 48780 | 813 | 13.55 | 0.6501 | kW
[6 empty] | 1628 | 48810 | 813.5 | 13.5583 | 0.65005 | kW
[6 empty] | 1629 | 48840 | 814 | 13.5667 | 0.65 | kW
[6 empty] | 1630 | 48870 | 814.5 | 13.575 | 0.64995 | kW
[6 empty] | 1631 | 48900 | 815 | 13.5833 | 0.6499 | kW
[6 empty] | 1632 | 48930 | 815.5 | 13.5917 | 0.64985 | kW
[6 empty] | 1633 | 48960 | 816 | 13.6 | 0.6498 | kW
[6 empty] | 1634 | 48990 | 816.5 | 13.6083 | 0.64975 | kW
[6 empty] | 1635 | 49020 | 817 | 13.6167 | 0.6497 | kW
[6 empty] | 1636 | 49050 | 817.5 | 13.625 | 0.64964 | kW
[6 empty] | 1637 | 49080 | 818 | 13.6333 | 0.64959 | kW
[6 empty] | 1638 | 49110 | 818.5 | 13.6417 | 0.64954 | kW
[6 empty] | 1639 | 49140 | 819 | 13.65 | 0.64949 | kW
[6 empty] | 1640 | 49170 | 819.5 | 13.6583 | 0.64944 | kW
[6 empty] | 1641 | 49200 | 820 | 13.6667 | 0.64939 | kW
[6 empty] | 1642 | 49230 | 820.5 | 13.675 | 0.64934 | kW
[6 empty] | 1643 | 49260 | 821 | 13.6833 | 0.64929 | kW
[6 empty] | 1644 | 49290 | 821.5 | 13.6917 | 0.64924 | kW
[6 empty] | 1645 | 49320 | 822 | 13.7 | 0.64919 | kW
[6 empty] | 1646 | 49350 | 822.5 | 13.7083 | 0.64913 | kW
[6 empty] | 1647 | 49380 | 823 | 13.7167 | 0.64908 | kW
[6 empty] | 1648 | 49410 | 823.5 | 13.725 | 0.64903 | kW
[6 empty] | 1649 | 49440 | 824 | 13.7333 | 0.64898 | kW
[6 empty] | 1650 | 49470 | 824.5 | 13.7417 | 0.64893 | kW
[6 empty] | 1651 | 49500 | 825 | 13.75 | 0.64888 | kW
[6 empty] | 1652 | 49530 | 825.5 | 13.7583 | 0.64883 | kW
[6 empty] | 1653 | 49560 | 826 | 13.7667 | 0.64878 | kW
[6 empty] | 1654 | 49590 | 826.5 | 13.775 | 0.64873 | kW
[6 empty] | 1655 | 49620 | 827 | 13.7833 | 0.64868 | kW
[6 empty] | 1656 | 49650 | 827.5 | 13.7917 | 0.64862 | kW
[6 empty] | 1657 | 49680 | 828 | 13.8 | 0.64857 | kW
[6 empty] | 1658 | 49710 | 828.5 | 13.8083 | 0.64852 | kW
[6 empty] | 1659 | 49740 | 829 | 13.8167 | 0.64847 | kW
[6 empty] | 1660 | 49770 | 829.5 | 13.825 | 0.64842 | kW
[6 empty] | 1661 | 49800 | 830 | 13.8333 | 0.64837 | kW
[6 empty] | 1662 | 49830 | 830.5 | 13.8417 | 0.64832 | kW
[6 empty] | 1663 | 49860 | 831 | 13.85 | 0.64827 | kW
[6 empty] | 1664 | 49890 | 831.5 | 13.8583 | 0.64822 | kW
[6 empty] | 1665 | 49920 | 832 | 13.8667 | 0.64817 | kW
[6 empty] | 1666 | 49950 | 832.5 | 13.875 | 0.64811 | kW
[6 empty] | 1667 | 49980 | 833 | 13.8833 | 0.64806 | kW
[6 empty] | 1668 | 50010 | 833.5 | 13.8917 | 0.64801 | kW
[6 empty] | 1669 | 50040 | 834 | 13.9 | 0.64796 | kW
[6 empty] | 1670 | 50070 | 834.5 | 13.9083 | 0.64791 | kW
[6 empty] | 1671 | 50100 | 835 | 13.9167 | 0.64786 | kW
[6 empty] | 1672 | 50130 | 835.5 | 13.925 | 0.64781 | kW
[6 empty] | 1673 | 50160 | 836 | 13.9333 | 0.64776 | kW
[6 empty] | 1674 | 50190 | 836.5 | 13.9417 | 0.64771 | kW
[6 empty] | 1675 | 50220 | 837 | 13.95 | 0.64766 | kW
[6 empty] | 1676 | 50250 | 837.5 | 13.9583 | 0.6476 | kW
[6 empty] | 1677 | 50280 | 838 | 13.9667 | 0.64755 | kW
[6 empty] | 1678 | 50310 | 838.5 | 13.975 | 0.6475 | kW
[6 empty] | 1679 | 50340 | 839 | 13.9833 | 0.64745 | kW
[6 empty] | 1680 | 50370 | 839.5 | 13.9917 | 0.6474 | kW
[6 empty] | 1681 | 50400 | 840 | 14 | 0.64706 | kW
[6 empty] | 1682 | 50430 | 840.5 | 14.0083 | 0.64649 | kW
[6 empty] | 1683 | 50460 | 841 | 14.0167 | 0.6459 | kW
[6 empty] | 1684 | 50490 | 841.5 | 14.025 | 0.64464 | kW
[6 empty] | 1685 | 50520 | 842 | 14.0333 | 0.64418 | kW
[6 empty] | 1686 | 50550 | 842.5 | 14.0417 | 0.64286 | kW
[6 empty] | 1687 | 50580 | 843 | 14.05 | 0.64286 | kW
[6 empty] | 1688 | 50610 | 843.5 | 14.0583 | 0.6423 | kW
[6 empty] | 1689 | 50640 | 844 | 14.0667 | 0.64116 | kW
[6 empty] | 1690 | 50670 | 844.5 | 14.075 | 0.64116 | kW
[6 empty] | 1691 | 50700 | 845 | 14.0833 | 0.64042 | kW
[6 empty] | 1692 | 50730 | 845.5 | 14.0917 | 0.63945 | kW
[6 empty] | 1693 | 50760 | 846 | 14.1 | 0.63945 | kW
[6 empty] | 1694 | 50790 | 846.5 | 14.1083 | 0.63861 | kW
[6 empty] | 1695 | 50820 | 847 | 14.1167 | 0.63757 | kW
[6 empty] | 1696 | 50850 | 847.5 | 14.125 | 0.63718 | kW
[6 empty] | 1697 | 50880 | 848 | 14.1333 | 0.63679 | kW
[6 empty] | 1698 | 50910 | 848.5 | 14.1417 | 0.6364 | kW
[6 empty] | 1699 | 50940 | 849 | 14.15 | 0.636 | kW
[6 empty] | 1700 | 50970 | 849.5 | 14.1583 | 0.63561 | kW
[6 empty] | 1701 | 51000 | 850 | 14.1667 | 0.6352 | kW
[6 empty] | 1702 | 51030 | 850.5 | 14.175 | 0.63427 | kW
[6 empty] | 1703 | 51060 | 851 | 14.1833 | 0.63374 | kW
[6 empty] | 1704 | 51090 | 851.5 | 14.1917 | 0.63322 | kW
[6 empty] | 1705 | 51120 | 852 | 14.2 | 0.6327 | kW
[6 empty] | 1706 | 51150 | 852.5 | 14.2083 | 0.63217 | kW
[6 empty] | 1707 | 51180 | 853 | 14.2167 | 0.63165 | kW
[6 empty] | 1708 | 51210 | 853.5 | 14.225 | 0.63113 | kW
[6 empty] | 1709 | 51240 | 854 | 14.2333 | 0.63051 | kW
[6 empty] | 1710 | 51270 | 854.5 | 14.2417 | 0.62987 | kW
[6 empty] | 1711 | 51300 | 855 | 14.25 | 0.62931 | kW
[6 empty] | 1712 | 51330 | 855.5 | 14.2583 | 0.62874 | kW
[6 empty] | 1713 | 51360 | 856 | 14.2667 | 0.62817 | kW
[6 empty] | 1714 | 51390 | 856.5 | 14.275 | 0.62761 | kW
[6 empty] | 1715 | 51420 | 857 | 14.2833 | 0.62704 | kW
[6 empty] | 1716 | 51450 | 857.5 | 14.2917 | 0.62647 | kW
[6 empty] | 1717 | 51480 | 858 | 14.3 | 0.62584 | kW
[6 empty] | 1718 | 51510 | 858.5 | 14.3083 | 0.62526 | kW
[6 empty] | 1719 | 51540 | 859 | 14.3167 | 0.62468 | kW
[6 empty] | 1720 | 51570 | 859.5 | 14.325 | 0.6241 | kW
[6 empty] | 1721 | 51600 | 860 | 14.3333 | 0.62352 | kW
[6 empty] | 1722 | 51630 | 860.5 | 14.3417 | 0.62294 | kW
[6 empty] | 1723 | 51660 | 861 | 14.35 | 0.62236 | kW
[6 empty] | 1724 | 51690 | 861.5 | 14.3583 | 0.62176 | kW
[6 empty] | 1725 | 51720 | 862 | 14.3667 | 0.62117 | kW
[6 empty] | 1726 | 51750 | 862.5 | 14.375 | 0.62058 | kW
[6 empty] | 1727 | 51780 | 863 | 14.3833 | 0.62 | kW
[6 empty] | 1728 | 51810 | 863.5 | 14.3917 | 0.61941 | kW
[6 empty] | 1729 | 51840 | 864 | 14.4 | 0.61882 | kW
[6 empty] | 1730 | 51870 | 864.5 | 14.4083 | 0.61824 | kW
[6 empty] | 1731 | 51900 | 865 | 14.4167 | 0.61765 | kW
[6 empty] | 1732 | 51930 | 865.5 | 14.425 | 0.61706 | kW
[6 empty] | 1733 | 51960 | 866 | 14.4333 | 0.61647 | kW
[6 empty] | 1734 | 51990 | 866.5 | 14.4417 | 0.61588 | kW
[6 empty] | 1735 | 52020 | 867 | 14.45 | 0.6153 | kW
[6 empty] | 1736 | 52050 | 867.5 | 14.4583 | 0.61471 | kW
[6 empty] | 1737 | 52080 | 868 | 14.4667 | 0.61412 | kW
[6 empty] | 1738 | 52110 | 868.5 | 14.475 | 0.61353 | kW
[6 empty] | 1739 | 52140 | 869 | 14.4833 | 0.61294 | kW
[6 empty] | 1740 | 52170 | 869.5 | 14.4917 | 0.61236 | kW
[6 empty] | 1741 | 52200 | 870 | 14.5 | 0.61177 | kW
[6 empty] | 1742 | 52230 | 870.5 | 14.5083 | 0.61118 | kW
[6 empty] | 1743 | 52260 | 871 | 14.5167 | 0.61059 | kW
[6 empty] | 1744 | 52290 | 871.5 | 14.525 | 0.61 | kW
[6 empty] | 1745 | 52320 | 872 | 14.5333 | 0.60941 | kW
[6 empty] | 1746 | 52350 | 872.5 | 14.5417 | 0.60883 | kW
[6 empty] | 1747 | 52380 | 873 | 14.55 | 0.60824 | kW
[6 empty] | 1748 | 52410 | 873.5 | 14.5583 | 0.60765 | kW
[6 empty] | 1749 | 52440 | 874 | 14.5667 | 0.60706 | kW
[6 empty] | 1750 | 52470 | 874.5 | 14.575 | 0.60647 | kW
[6 empty] | 1751 | 52500 | 875 | 14.5833 | 0.60588 | kW
[6 empty] | 1752 | 52530 | 875.5 | 14.5917 | 0.6053 | kW
[6 empty] | 1753 | 52560 | 876 | 14.6 | 0.60471 | kW
[6 empty] | 1754 | 52590 | 876.5 | 14.6083 | 0.60412 | kW
[6 empty] | 1755 | 52620 | 877 | 14.6167 | 0.60353 | kW
[6 empty] | 1756 | 52650 | 877.5 | 14.625 | 0.60294 | kW
[6 empty] | 1757 | 52680 | 878 | 14.6333 | 0.60235 | kW
[6 empty] | 1758 | 52710 | 878.5 | 14.6417 | 0.60176 | kW
[6 empty] | 1759 | 52740 | 879 | 14.65 | 0.60118 | kW
[6 empty] | 1760 | 52770 | 879.5 | 14.6583 | 0.60059 | kW
[6 empty] | 1761 | 52800 | 880 | 14.6667 | 0.6 | kW
[6 empty] | 1762 | 52830 | 880.5 | 14.675 | 0.59941 | kW
[6 empty] | 1763 | 52860 | 881 | 14.6833 | 0.59882 | kW
[6 empty] | 1764 | 52890 | 881.5 | 14.6917 | 0.59823 | kW
[6 empty] | 1765 | 52920 | 882 | 14.7 | 0.59765 | kW
[6 empty] | 1766 | 52950 | 882.5 | 14.7083 | 0.59706 | kW
[6 empty] | 1767 | 52980 | 883 | 14.7167 | 0.59647 | kW
[6 empty] | 1768 | 53010 | 883.5 | 14.725 | 0.59588 | kW
[6 empty] | 1769 | 53040 | 884 | 14.7333 | 0.59529 | kW
[6 empty] | 1770 | 53070 | 884.5 | 14.7417 | 0.5947 | kW
[6 empty] | 1771 | 53100 | 885 | 14.75 | 0.59411 | kW
[6 empty] | 1772 | 53130 | 885.5 | 14.7583 | 0.59352 | kW
[6 empty] | 1773 | 53160 | 886 | 14.7667 | 0.59294 | kW
[6 empty] | 1774 | 53190 | 886.5 | 14.775 | 0.59235 | kW
[6 empty] | 1775 | 53220 | 887 | 14.7833 | 0.59176 | kW
[6 empty] | 1776 | 53250 | 887.5 | 14.7917 | 0.59117 | kW
[6 empty] | 1777 | 53280 | 888 | 14.8 | 0.59058 | kW
[6 empty] | 1778 | 53310 | 888.5 | 14.8083 | 0.58999 | kW
[6 empty] | 1779 | 53340 | 889 | 14.8167 | 0.5894 | kW
[6 empty] | 1780 | 53370 | 889.5 | 14.825 | 0.58882 | kW
[6 empty] | 1781 | 53400 | 890 | 14.8333 | 0.58823 | kW
[6 empty] | 1782 | 53430 | 890.5 | 14.8417 | 0.58764 | kW
[6 empty] | 1783 | 53460 | 891 | 14.85 | 0.58705 | kW
[6 empty] | 1784 | 53490 | 891.5 | 14.8583 | 0.58646 | kW
[6 empty] | 1785 | 53520 | 892 | 14.8667 | 0.58587 | kW
[6 empty] | 1786 | 53550 | 892.5 | 14.875 | 0.58528 | kW
[6 empty] | 1787 | 53580 | 893 | 14.8833 | 0.5847 | kW
[6 empty] | 1788 | 53610 | 893.5 | 14.8917 | 0.58411 | kW
[6 empty] | 1789 | 53640 | 894 | 14.9 | 0.58352 | kW
[6 empty] | 1790 | 53670 | 894.5 | 14.9083 | 0.58293 | kW
[6 empty] | 1791 | 53700 | 895 | 14.9167 | 0.58234 | kW
[6 empty] | 1792 | 53730 | 895.5 | 14.925 | 0.58175 | kW
[6 empty] | 1793 | 53760 | 896 | 14.9333 | 0.58116 | kW
[6 empty] | 1794 | 53790 | 896.5 | 14.9417 | 0.58058 | kW
[6 empty] | 1795 | 53820 | 897 | 14.95 | 0.57999 | kW
[6 empty] | 1796 | 53850 | 897.5 | 14.9583 | 0.5794 | kW
[6 empty] | 1797 | 53880 | 898 | 14.9667 | 0.57881 | kW
[6 empty] | 1798 | 53910 | 898.5 | 14.975 | 0.57822 | kW
[6 empty] | 1799 | 53940 | 899 | 14.9833 | 0.57764 | kW
[6 empty] | 1800 | 53970 | 899.5 | 14.9917 | 0.57708 | kW
[6 empty] | 1801 | 54000 | 900 | 15 | 0.57656 | kW
[6 empty] | 1802 | 54030 | 900.5 | 15.0083 | 0.57609 | kW
[6 empty] | 1803 | 54060 | 901 | 15.0167 | 0.57565 | kW
[6 empty] | 1804 | 54090 | 901.5 | 15.025 | 0.57521 | kW
[6 empty] | 1805 | 54120 | 902 | 15.0333 | 0.57478 | kW
[6 empty] | 1806 | 54150 | 902.5 | 15.0417 | 0.57434 | kW
[6 empty] | 1807 | 54180 | 903 | 15.05 | 0.5739 | kW
[6 empty] | 1808 | 54210 | 903.5 | 15.0583 | 0.57346 | kW
[6 empty] | 1809 | 54240 | 904 | 15.0667 | 0.57302 | kW
[6 empty] | 1810 | 54270 | 904.5 | 15.075 | 0.57258 | kW
[6 empty] | 1811 | 54300 | 905 | 15.0833 | 0.57215 | kW
[6 empty] | 1812 | 54330 | 905.5 | 15.0917 | 0.57171 | kW
[6 empty] | 1813 | 54360 | 906 | 15.1 | 0.57127 | kW
[6 empty] | 1814 | 54390 | 906.5 | 15.1083 | 0.57083 | kW
[6 empty] | 1815 | 54420 | 907 | 15.1167 | 0.57039 | kW
[6 empty] | 1816 | 54450 | 907.5 | 15.125 | 0.56995 | kW
[6 empty] | 1817 | 54480 | 908 | 15.1333 | 0.56951 | kW
[6 empty] | 1818 | 54510 | 908.5 | 15.1417 | 0.56908 | kW
[6 empty] | 1819 | 54540 | 909 | 15.15 | 0.56864 | kW
[6 empty] | 1820 | 54570 | 909.5 | 15.1583 | 0.5682 | kW
[6 empty] | 1821 | 54600 | 910 | 15.1667 | 0.56776 | kW
[6 empty] | 1822 | 54630 | 910.5 | 15.175 | 0.56732 | kW
[6 empty] | 1823 | 54660 | 911 | 15.1833 | 0.56688 | kW
[6 empty] | 1824 | 54690 | 911.5 | 15.1917 | 0.56644 | kW
[6 empty] | 1825 | 54720 | 912 | 15.2 | 0.56601 | kW
[6 empty] | 1826 | 54750 | 912.5 | 15.2083 | 0.56557 | kW
[6 empty] | 1827 | 54780 | 913 | 15.2167 | 0.56513 | kW
[6 empty] | 1828 | 54810 | 913.5 | 15.225 | 0.56469 | kW
[6 empty] | 1829 | 54840 | 914 | 15.2333 | 0.56425 | kW
[6 empty] | 1830 | 54870 | 914.5 | 15.2417 | 0.56381 | kW
[6 empty] | 1831 | 54900 | 915 | 15.25 | 0.56337 | kW
[6 empty] | 1832 | 54930 | 915.5 | 15.2583 | 0.56294 | kW
[6 empty] | 1833 | 54960 | 916 | 15.2667 | 0.5625 | kW
[6 empty] | 1834 | 54990 | 916.5 | 15.275 | 0.56206 | kW
[6 empty] | 1835 | 55020 | 917 | 15.2833 | 0.56162 | kW
[6 empty] | 1836 | 55050 | 917.5 | 15.2917 | 0.56118 | kW
[6 empty] | 1837 | 55080 | 918 | 15.3 | 0.56074 | kW
[6 empty] | 1838 | 55110 | 918.5 | 15.3083 | 0.5603 | kW
[6 empty] | 1839 | 55140 | 919 | 15.3167 | 0.55987 | kW
[6 empty] | 1840 | 55170 | 919.5 | 15.325 | 0.55943 | kW
[6 empty] | 1841 | 55200 | 920 | 15.3333 | 0.55899 | kW
[6 empty] | 1842 | 55230 | 920.5 | 15.3417 | 0.55855 | kW
[6 empty] | 1843 | 55260 | 921 | 15.35 | 0.55811 | kW
[6 empty] | 1844 | 55290 | 921.5 | 15.3583 | 0.55767 | kW
[6 empty] | 1845 | 55320 | 922 | 15.3667 | 0.55723 | kW
[6 empty] | 1846 | 55350 | 922.5 | 15.375 | 0.5568 | kW
[6 empty] | 1847 | 55380 | 923 | 15.3833 | 0.55636 | kW
[6 empty] | 1848 | 55410 | 923.5 | 15.3917 | 0.55592 | kW
[6 empty] | 1849 | 55440 | 924 | 15.4 | 0.55548 | kW
[6 empty] | 1850 | 55470 | 924.5 | 15.4083 | 0.55504 | kW
[6 empty] | 1851 | 55500 | 925 | 15.4167 | 0.5546 | kW
[6 empty] | 1852 | 55530 | 925.5 | 15.425 | 0.55417 | kW
[6 empty] | 1853 | 55560 | 926 | 15.4333 | 0.55373 | kW
[6 empty] | 1854 | 55590 | 926.5 | 15.4417 | 0.55329 | kW
[6 empty] | 1855 | 55620 | 927 | 15.45 | 0.55285 | kW
[6 empty] | 1856 | 55650 | 927.5 | 15.4583 | 0.55241 | kW
[6 empty] | 1857 | 55680 | 928 | 15.4667 | 0.55197 | kW
[6 empty] | 1858 | 55710 | 928.5 | 15.475 | 0.55153 | kW
[6 empty] | 1859 | 55740 | 929 | 15.4833 | 0.5511 | kW
[6 empty] | 1860 | 55770 | 929.5 | 15.4917 | 0.55066 | kW
[6 empty] | 1861 | 55800 | 930 | 15.5 | 0.55022 | kW
[6 empty] | 1862 | 55830 | 930.5 | 15.5083 | 0.54978 | kW
[6 empty] | 1863 | 55860 | 931 | 15.5167 | 0.54934 | kW
[6 empty] | 1864 | 55890 | 931.5 | 15.525 | 0.5489 | kW
[6 empty] | 1865 | 55920 | 932 | 15.5333 | 0.54846 | kW
[6 empty] | 1866 | 55950 | 932.5 | 15.5417 | 0.54803 | kW
[6 empty] | 1867 | 55980 | 933 | 15.55 | 0.54759 | kW
[6 empty] | 1868 | 56010 | 933.5 | 15.5583 | 0.54715 | kW
[6 empty] | 1869 | 56040 | 934 | 15.5667 | 0.54671 | kW
[6 empty] | 1870 | 56070 | 934.5 | 15.575 | 0.54627 | kW
[6 empty] | 1871 | 56100 | 935 | 15.5833 | 0.54583 | kW
[6 empty] | 1872 | 56130 | 935.5 | 15.5917 | 0.54539 | kW
[6 empty] | 1873 | 56160 | 936 | 15.6 | 0.54496 | kW
[6 empty] | 1874 | 56190 | 936.5 | 15.6083 | 0.54452 | kW
[6 empty] | 1875 | 56220 | 937 | 15.6167 | 0.54408 | kW
[6 empty] | 1876 | 56250 | 937.5 | 15.625 | 0.54364 | kW
[6 empty] | 1877 | 56280 | 938 | 15.6333 | 0.5432 | kW
[6 empty] | 1878 | 56310 | 938.5 | 15.6417 | 0.54276 | kW
[6 empty] | 1879 | 56340 | 939 | 15.65 | 0.54232 | kW
[6 empty] | 1880 | 56370 | 939.5 | 15.6583 | 0.54189 | kW
[6 empty] | 1881 | 56400 | 940 | 15.6667 | 0.54145 | kW
[6 empty] | 1882 | 56430 | 940.5 | 15.675 | 0.54101 | kW
[6 empty] | 1883 | 56460 | 941 | 15.6833 | 0.54057 | kW
[6 empty] | 1884 | 56490 | 941.5 | 15.6917 | 0.54013 | kW
[6 empty] | 1885 | 56520 | 942 | 15.7 | 0.53969 | kW
[6 empty] | 1886 | 56550 | 942.5 | 15.7083 | 0.53925 | kW
[6 empty] | 1887 | 56580 | 943 | 15.7167 | 0.53882 | kW
[6 empty] | 1888 | 56610 | 943.5 | 15.725 | 0.53838 | kW
[6 empty] | 1889 | 56640 | 944 | 15.7333 | 0.53794 | kW
[6 empty] | 1890 | 56670 | 944.5 | 15.7417 | 0.5375 | kW
[6 empty] | 1891 | 56700 | 945 | 15.75 | 0.53706 | kW
[6 empty] | 1892 | 56730 | 945.5 | 15.7583 | 0.53662 | kW
[6 empty] | 1893 | 56760 | 946 | 15.7667 | 0.53618 | kW
[6 empty] | 1894 | 56790 | 946.5 | 15.775 | 0.53575 | kW
[6 empty] | 1895 | 56820 | 947 | 15.7833 | 0.53531 | kW
[6 empty] | 1896 | 56850 | 947.5 | 15.7917 | 0.53487 | kW
[6 empty] | 1897 | 56880 | 948 | 15.8 | 0.53443 | kW
[6 empty] | 1898 | 56910 | 948.5 | 15.8083 | 0.53399 | kW
[6 empty] | 1899 | 56940 | 949 | 15.8167 | 0.53355 | kW
[6 empty] | 1900 | 56970 | 949.5 | 15.825 | 0.53312 | kW
[6 empty] | 1901 | 57000 | 950 | 15.8333 | 0.53268 | kW
[6 empty] | 1902 | 57030 | 950.5 | 15.8417 | 0.53224 | kW
[6 empty] | 1903 | 57060 | 951 | 15.85 | 0.5318 | kW
[6 empty] | 1904 | 57090 | 951.5 | 15.8583 | 0.53136 | kW
[6 empty] | 1905 | 57120 | 952 | 15.8667 | 0.53092 | kW
[6 empty] | 1906 | 57150 | 952.5 | 15.875 | 0.53048 | kW
[6 empty] | 1907 | 57180 | 953 | 15.8833 | 0.53005 | kW
[6 empty] | 1908 | 57210 | 953.5 | 15.8917 | 0.52961 | kW
[6 empty] | 1909 | 57240 | 954 | 15.9 | 0.52917 | kW
[6 empty] | 1910 | 57270 | 954.5 | 15.9083 | 0.52873 | kW
[6 empty] | 1911 | 57300 | 955 | 15.9167 | 0.52829 | kW
[6 empty] | 1912 | 57330 | 955.5 | 15.925 | 0.52785 | kW
[6 empty] | 1913 | 57360 | 956 | 15.9333 | 0.52741 | kW
[6 empty] | 1914 | 57390 | 956.5 | 15.9417 | 0.52698 | kW
[6 empty] | 1915 | 57420 | 957 | 15.95 | 0.52654 | kW
[6 empty] | 1916 | 57450 | 957.5 | 15.9583 | 0.5261 | kW
[6 empty] | 1917 | 57480 | 958 | 15.9667 | 0.52566 | kW
[6 empty] | 1918 | 57510 | 958.5 | 15.975 | 0.52522 | kW
[6 empty] | 1919 | 57540 | 959 | 15.9833 | 0.52478 | kW
[6 empty] | 1920 | 57570 | 959.5 | 15.9917 | 0.52435 | kW
[6 empty] | 1921 | 57600 | 960 | 16 | 0.52414 | kW
[6 empty] | 1922 | 57630 | 960.5 | 16.0083 | 0.52412 | kW
[6 empty] | 1923 | 57660 | 961 | 16.0167 | 0.52415 | kW
[6 empty] | 1924 | 57690 | 961.5 | 16.025 | 0.52418 | kW
[6 empty] | 1925 | 57720 | 962 | 16.0333 | 0.5242 | kW
[6 empty] | 1926 | 57750 | 962.5 | 16.0417 | 0.52422 | kW
[6 empty] | 1927 | 57780 | 963 | 16.05 | 0.52423 | kW
[6 empty] | 1928 | 57810 | 963.5 | 16.0583 | 0.52425 | kW
[6 empty] | 1929 | 57840 | 964 | 16.0667 | 0.52427 | kW
[6 empty] | 1930 | 57870 | 964.5 | 16.075 | 0.52428 | kW
[6 empty] | 1931 | 57900 | 965 | 16.0833 | 0.5243 | kW
[6 empty] | 1932 | 57930 | 965.5 | 16.0917 | 0.52432 | kW
[6 empty] | 1933 | 57960 | 966 | 16.1 | 0.52433 | kW
[6 empty] | 1934 | 57990 | 966.5 | 16.1083 | 0.52435 | kW
[6 empty] | 1935 | 58020 | 967 | 16.1167 | 0.52437 | kW
[6 empty] | 1936 | 58050 | 967.5 | 16.125 | 0.52438 | kW
[6 empty] | 1937 | 58080 | 968 | 16.1333 | 0.5244 | kW
[6 empty] | 1938 | 58110 | 968.5 | 16.1417 | 0.52442 | kW
[6 empty] | 1939 | 58140 | 969 | 16.15 | 0.52443 | kW
[6 empty] | 1940 | 58170 | 969.5 | 16.1583 | 0.52445 | kW
[6 empty] | 1941 | 58200 | 970 | 16.1667 | 0.52447 | kW
[6 empty] | 1942 | 58230 | 970.5 | 16.175 | 0.52448 | kW
[6 empty] | 1943 | 58260 | 971 | 16.1833 | 0.5245 | kW
[6 empty] | 1944 | 58290 | 971.5 | 16.1917 | 0.52452 | kW
[6 empty] | 1945 | 58320 | 972 | 16.2 | 0.52453 | kW
[6 empty] | 1946 | 58350 | 972.5 | 16.2083 | 0.52455 | kW
[6 empty] | 1947 | 58380 | 973 | 16.2167 | 0.52457 | kW
[6 empty] | 1948 | 58410 | 973.5 | 16.225 | 0.52458 | kW
[6 empty] | 1949 | 58440 | 974 | 16.2333 | 0.5246 | kW
[6 empty] | 1950 | 58470 | 974.5 | 16.2417 | 0.52462 | kW
[6 empty] | 1951 | 58500 | 975 | 16.25 | 0.52463 | kW
[6 empty] | 1952 | 58530 | 975.5 | 16.2583 | 0.52465 | kW
[6 empty] | 1953 | 58560 | 976 | 16.2667 | 0.52467 | kW
[6 empty] | 1954 | 58590 | 976.5 | 16.275 | 0.52468 | kW
[6 empty] | 1955 | 58620 | 977 | 16.2833 | 0.5247 | kW
[6 empty] | 1956 | 58650 | 977.5 | 16.2917 | 0.52472 | kW
[6 empty] | 1957 | 58680 | 978 | 16.3 | 0.52473 | kW
[6 empty] | 1958 | 58710 | 978.5 | 16.3083 | 0.52475 | kW
[6 empty] | 1959 | 58740 | 979 | 16.3167 | 0.52477 | kW
[6 empty] | 1960 | 58770 | 979.5 | 16.325 | 0.52478 | kW
[6 empty] | 1961 | 58800 | 980 | 16.3333 | 0.5248 | kW
[6 empty] | 1962 | 58830 | 980.5 | 16.3417 | 0.52482 | kW
[6 empty] | 1963 | 58860 | 981 | 16.35 | 0.52483 | kW
[6 empty] | 1964 | 58890 | 981.5 | 16.3583 | 0.52485 | kW
[6 empty] | 1965 | 58920 | 982 | 16.3667 | 0.52487 | kW
[6 empty] | 1966 | 58950 | 982.5 | 16.375 | 0.52488 | kW
[6 empty] | 1967 | 58980 | 983 | 16.3833 | 0.5249 | kW
[6 empty] | 1968 | 59010 | 983.5 | 16.3917 | 0.52492 | kW
[6 empty] | 1969 | 59040 | 984 | 16.4 | 0.52493 | kW
[6 empty] | 1970 | 59070 | 984.5 | 16.4083 | 0.52495 | kW
[6 empty] | 1971 | 59100 | 985 | 16.4167 | 0.52497 | kW
[6 empty] | 1972 | 59130 | 985.5 | 16.425 | 0.52498 | kW
[6 empty] | 1973 | 59160 | 986 | 16.4333 | 0.525 | kW
[6 empty] | 1974 | 59190 | 986.5 | 16.4417 | 0.52502 | kW
[6 empty] | 1975 | 59220 | 987 | 16.45 | 0.52503 | kW
[6 empty] | 1976 | 59250 | 987.5 | 16.4583 | 0.52505 | kW
[6 empty] | 1977 | 59280 | 988 | 16.4667 | 0.52507 | kW
[6 empty] | 1978 | 59310 | 988.5 | 16.475 | 0.52508 | kW
[6 empty] | 1979 | 59340 | 989 | 16.4833 | 0.5251 | kW
[6 empty] | 1980 | 59370 | 989.5 | 16.4917 | 0.52512 | kW
[6 empty] | 1981 | 59400 | 990 | 16.5 | 0.52513 | kW
[6 empty] | 1982 | 59430 | 990.5 | 16.5083 | 0.52515 | kW
[6 empty] | 1983 | 59460 | 991 | 16.5167 | 0.52517 | kW
[6 empty] | 1984 | 59490 | 991.5 | 16.525 | 0.52518 | kW
[6 empty] | 1985 | 59520 | 992 | 16.5333 | 0.5252 | kW
[6 empty] | 1986 | 59550 | 992.5 | 16.5417 | 0.52522 | kW
[6 empty] | 1987 | 59580 | 993 | 16.55 | 0.52523 | kW
[6 empty] | 1988 | 59610 | 993.5 | 16.5583 | 0.52525 | kW
[6 empty] | 1989 | 59640 | 994 | 16.5667 | 0.52527 | kW
[6 empty] | 1990 | 59670 | 994.5 | 16.575 | 0.52528 | kW
[6 empty] | 1991 | 59700 | 995 | 16.5833 | 0.5253 | kW
[6 empty] | 1992 | 59730 | 995.5 | 16.5917 | 0.52532 | kW
[6 empty] | 1993 | 59760 | 996 | 16.6 | 0.52533 | kW
[6 empty] | 1994 | 59790 | 996.5 | 16.6083 | 0.52535 | kW
[6 empty] | 1995 | 59820 | 997 | 16.6167 | 0.52537 | kW
[6 empty] | 1996 | 59850 | 997.5 | 16.625 | 0.52538 | kW
[6 empty] | 1997 | 59880 | 998 | 16.6333 | 0.5254 | kW
[6 empty] | 1998 | 59910 | 998.5 | 16.6417 | 0.52542 | kW
[6 empty] | 1999 | 59940 | 999 | 16.65 | 0.52543 | kW
[6 empty] | 2000 | 59970 | 999.5 | 16.6583 | 0.52545 | kW
[6 empty] | 2001 | 60000 | 1000 | 16.6667 | 0.52547 | kW
[6 empty] | 2002 | 60030 | 1000.5 | 16.675 | 0.52548 | kW
[6 empty] | 2003 | 60060 | 1001 | 16.6833 | 0.5255 | kW
[6 empty] | 2004 | 60090 | 1001.5 | 16.6917 | 0.52552 | kW
[6 empty] | 2005 | 60120 | 1002 | 16.7 | 0.52553 | kW
[6 empty] | 2006 | 60150 | 1002.5 | 16.7083 | 0.52555 | kW
[6 empty] | 2007 | 60180 | 1003 | 16.7167 | 0.52557 | kW
[6 empty] | 2008 | 60210 | 1003.5 | 16.725 | 0.52558 | kW
[6 empty] | 2009 | 60240 | 1004 | 16.7333 | 0.5256 | kW
[6 empty] | 2010 | 60270 | 1004.5 | 16.7417 | 0.52562 | kW
[6 empty] | 2011 | 60300 | 1005 | 16.75 | 0.52563 | kW
[6 empty] | 2012 | 60330 | 1005.5 | 16.7583 | 0.52565 | kW
[6 empty] | 2013 | 60360 | 1006 | 16.7667 | 0.52567 | kW
[6 empty] | 2014 | 60390 | 1006.5 | 16.775 | 0.52568 | kW
[6 empty] | 2015 | 60420 | 1007 | 16.7833 | 0.5257 | kW
[6 empty] | 2016 | 60450 | 1007.5 | 16.7917 | 0.52572 | kW
[6 empty] | 2017 | 60480 | 1008 | 16.8 | 0.52573 | kW
[6 empty] | 2018 | 60510 | 1008.5 | 16.8083 | 0.52575 | kW
[6 empty] | 2019 | 60540 | 1009 | 16.8167 | 0.52577 | kW
[6 empty] | 2020 | 60570 | 1009.5 | 16.825 | 0.52578 | kW
[6 empty] | 2021 | 60600 | 1010 | 16.8333 | 0.5258 | kW
[6 empty] | 2022 | 60630 | 1010.5 | 16.8417 | 0.52582 | kW
[6 empty] | 2023 | 60660 | 1011 | 16.85 | 0.52583 | kW
[6 empty] | 2024 | 60690 | 1011.5 | 16.8583 | 0.52585 | kW
[6 empty] | 2025 | 60720 | 1012 | 16.8667 | 0.52587 | kW
[6 empty] | 2026 | 60750 | 1012.5 | 16.875 | 0.52588 | kW
[6 empty] | 2027 | 60780 | 1013 | 16.8833 | 0.5259 | kW
[6 empty] | 2028 | 60810 | 1013.5 | 16.8917 | 0.52592 | kW
[6 empty] | 2029 | 60840 | 1014 | 16.9 | 0.52593 | kW
[6 empty] | 2030 | 60870 | 1014.5 | 16.9083 | 0.52595 | kW
[6 empty] | 2031 | 60900 | 1015 | 16.9167 | 0.52597 | kW
[6 empty] | 2032 | 60930 | 1015.5 | 16.925 | 0.52598 | kW
[6 empty] | 2033 | 60960 | 1016 | 16.9333 | 0.526 | kW
[6 empty] | 2034 | 60990 | 1016.5 | 16.9417 | 0.52602 | kW
[6 empty] | 2035 | 61020 | 1017 | 16.95 | 0.52603 | kW
[6 empty] | 2036 | 61050 | 1017.5 | 16.9583 | 0.52605 | kW
[6 empty] | 2037 | 61080 | 1018 | 16.9667 | 0.52607 | kW
[6 empty] | 2038 | 61110 | 1018.5 | 16.975 | 0.52608 | kW
[6 empty] | 2039 | 61140 | 1019 | 16.9833 | 0.5261 | kW
[6 empty] | 2040 | 61170 | 1019.5 | 16.9917 | 0.52618 | kW
[6 empty] | 2041 | 61200 | 1020 | 17 | 0.52661 | kW
[6 empty] | 2042 | 61230 | 1020.5 | 17.0083 | 0.52728 | kW
[6 empty] | 2043 | 61260 | 1021 | 17.0167 | 0.52824 | kW
[6 empty] | 2044 | 61290 | 1021.5 | 17.025 | 0.52939 | kW
[6 empty] | 2045 | 61320 | 1022 | 17.0333 | 0.53057 | kW
[6 empty] | 2046 | 61350 | 1022.5 | 17.0417 | 0.53162 | kW
[6 empty] | 2047 | 61380 | 1023 | 17.05 | 0.53254 | kW
[6 empty] | 2048 | 61410 | 1023.5 | 17.0583 | 0.53343 | kW
[6 empty] | 2049 | 61440 | 1024 | 17.0667 | 0.53441 | kW
[6 empty] | 2050 | 61470 | 1024.5 | 17.075 | 0.53541 | kW
[6 empty] | 2051 | 61500 | 1025 | 17.0833 | 0.53638 | kW
[6 empty] | 2052 | 61530 | 1025.5 | 17.0917 | 0.53735 | kW
[6 empty] | 2053 | 61560 | 1026 | 17.1 | 0.53832 | kW
[6 empty] | 2054 | 61590 | 1026.5 | 17.1083 | 0.5393 | kW
[6 empty] | 2055 | 61620 | 1027 | 17.1167 | 0.54028 | kW
[6 empty] | 2056 | 61650 | 1027.5 | 17.125 | 0.54125 | kW
[6 empty] | 2057 | 61680 | 1028 | 17.1333 | 0.54223 | kW
[6 empty] | 2058 | 61710 | 1028.5 | 17.1417 | 0.54321 | kW
[6 empty] | 2059 | 61740 | 1029 | 17.15 | 0.54418 | kW
[6 empty] | 2060 | 61770 | 1029.5 | 17.1583 | 0.54516 | kW
[6 empty] | 2061 | 61800 | 1030 | 17.1667 | 0.54614 | kW
[6 empty] | 2062 | 61830 | 1030.5 | 17.175 | 0.54711 | kW
[6 empty] | 2063 | 61860 | 1031 | 17.1833 | 0.54809 | kW
[6 empty] | 2064 | 61890 | 1031.5 | 17.1917 | 0.54906 | kW
[6 empty] | 2065 | 61920 | 1032 | 17.2 | 0.55004 | kW
[6 empty] | 2066 | 61950 | 1032.5 | 17.2083 | 0.55101 | kW
[6 empty] | 2067 | 61980 | 1033 | 17.2167 | 0.55199 | kW
[6 empty] | 2068 | 62010 | 1033.5 | 17.225 | 0.55296 | kW
[6 empty] | 2069 | 62040 | 1034 | 17.2333 | 0.55394 | kW
[6 empty] | 2070 | 62070 | 1034.5 | 17.2417 | 0.55491 | kW
[6 empty] | 2071 | 62100 | 1035 | 17.25 | 0.55589 | kW
[6 empty] | 2072 | 62130 | 1035.5 | 17.2583 | 0.55687 | kW
[6 empty] | 2073 | 62160 | 1036 | 17.2667 | 0.55784 | kW
[6 empty] | 2074 | 62190 | 1036.5 | 17.275 | 0.55882 | kW
[6 empty] | 2075 | 62220 | 1037 | 17.2833 | 0.55979 | kW
[6 empty] | 2076 | 62250 | 1037.5 | 17.2917 | 0.56077 | kW
[6 empty] | 2077 | 62280 | 1038 | 17.3 | 0.56174 | kW
[6 empty] | 2078 | 62310 | 1038.5 | 17.3083 | 0.56272 | kW
[6 empty] | 2079 | 62340 | 1039 | 17.3167 | 0.5637 | kW
[6 empty] | 2080 | 62370 | 1039.5 | 17.325 | 0.56468 | kW
[6 empty] | 2081 | 62400 | 1040 | 17.3333 | 0.56565 | kW
[6 empty] | 2082 | 62430 | 1040.5 | 17.3417 | 0.56663 | kW
[6 empty] | 2083 | 62460 | 1041 | 17.35 | 0.5676 | kW
[6 empty] | 2084 | 62490 | 1041.5 | 17.3583 | 0.56858 | kW
[6 empty] | 2085 | 62520 | 1042 | 17.3667 | 0.56956 | kW
[6 empty] | 2086 | 62550 | 1042.5 | 17.375 | 0.57053 | kW
[6 empty] | 2087 | 62580 | 1043 | 17.3833 | 0.57151 | kW
[6 empty] | 2088 | 62610 | 1043.5 | 17.3917 | 0.57249 | kW
[6 empty] | 2089 | 62640 | 1044 | 17.4 | 0.57346 | kW
[6 empty] | 2090 | 62670 | 1044.5 | 17.4083 | 0.57444 | kW
[6 empty] | 2091 | 62700 | 1045 | 17.4167 | 0.57541 | kW
[6 empty] | 2092 | 62730 | 1045.5 | 17.425 | 0.57639 | kW
[6 empty] | 2093 | 62760 | 1046 | 17.4333 | 0.57737 | kW
[6 empty] | 2094 | 62790 | 1046.5 | 17.4417 | 0.57834 | kW
[6 empty] | 2095 | 62820 | 1047 | 17.45 | 0.57932 | kW
[6 empty] | 2096 | 62850 | 1047.5 | 17.4583 | 0.58029 | kW
[6 empty] | 2097 | 62880 | 1048 | 17.4667 | 0.58127 | kW
[6 empty] | 2098 | 62910 | 1048.5 | 17.475 | 0.58225 | kW
[6 empty] | 2099 | 62940 | 1049 | 17.4833 | 0.58322 | kW
[6 empty] | 2100 | 62970 | 1049.5 | 17.4917 | 0.5842 | kW
[6 empty] | 2101 | 63000 | 1050 | 17.5 | 0.58517 | kW
[6 empty] | 2102 | 63030 | 1050.5 | 17.5083 | 0.58615 | kW
[6 empty] | 2103 | 63060 | 1051 | 17.5167 | 0.58713 | kW
[6 empty] | 2104 | 63090 | 1051.5 | 17.525 | 0.5881 | kW
[6 empty] | 2105 | 63120 | 1052 | 17.5333 | 0.58908 | kW
[6 empty] | 2106 | 63150 | 1052.5 | 17.5417 | 0.59006 | kW
[6 empty] | 2107 | 63180 | 1053 | 17.55 | 0.59103 | kW
[6 empty] | 2108 | 63210 | 1053.5 | 17.5583 | 0.59201 | kW
[6 empty] | 2109 | 63240 | 1054 | 17.5667 | 0.59298 | kW
[6 empty] | 2110 | 63270 | 1054.5 | 17.575 | 0.59396 | kW
[6 empty] | 2111 | 63300 | 1055 | 17.5833 | 0.59494 | kW
[6 empty] | 2112 | 63330 | 1055.5 | 17.5917 | 0.59591 | kW
[6 empty] | 2113 | 63360 | 1056 | 17.6 | 0.59689 | kW
[6 empty] | 2114 | 63390 | 1056.5 | 17.6083 | 0.59786 | kW
[6 empty] | 2115 | 63420 | 1057 | 17.6167 | 0.59884 | kW
[6 empty] | 2116 | 63450 | 1057.5 | 17.625 | 0.59982 | kW
[6 empty] | 2117 | 63480 | 1058 | 17.6333 | 0.60079 | kW
[6 empty] | 2118 | 63510 | 1058.5 | 17.6417 | 0.60177 | kW
[6 empty] | 2119 | 63540 | 1059 | 17.65 | 0.60274 | kW
[6 empty] | 2120 | 63570 | 1059.5 | 17.6583 | 0.60372 | kW
[6 empty] | 2121 | 63600 | 1060 | 17.6667 | 0.6047 | kW
[6 empty] | 2122 | 63630 | 1060.5 | 17.675 | 0.60567 | kW
[6 empty] | 2123 | 63660 | 1061 | 17.6833 | 0.60665 | kW
[6 empty] | 2124 | 63690 | 1061.5 | 17.6917 | 0.60762 | kW
[6 empty] | 2125 | 63720 | 1062 | 17.7 | 0.6086 | kW
[6 empty] | 2126 | 63750 | 1062.5 | 17.7083 | 0.60958 | kW
[6 empty] | 2127 | 63780 | 1063 | 17.7167 | 0.61055 | kW
[6 empty] | 2128 | 63810 | 1063.5 | 17.725 | 0.61153 | kW
[6 empty] | 2129 | 63840 | 1064 | 17.7333 | 0.6125 | kW
[6 empty] | 2130 | 63870 | 1064.5 | 17.7417 | 0.61348 | kW
[6 empty] | 2131 | 63900 | 1065 | 17.75 | 0.61446 | kW
[6 empty] | 2132 | 63930 | 1065.5 | 17.7583 | 0.61543 | kW
[6 empty] | 2133 | 63960 | 1066 | 17.7667 | 0.61641 | kW
[6 empty] | 2134 | 63990 | 1066.5 | 17.775 | 0.61738 | kW
[6 empty] | 2135 | 64020 | 1067 | 17.7833 | 0.61836 | kW
[6 empty] | 2136 | 64050 | 1067.5 | 17.7917 | 0.61934 | kW
[6 empty] | 2137 | 64080 | 1068 | 17.8 | 0.62031 | kW
[6 empty] | 2138 | 64110 | 1068.5 | 17.8083 | 0.62129 | kW
[6 empty] | 2139 | 64140 | 1069 | 17.8167 | 0.62227 | kW
[6 empty] | 2140 | 64170 | 1069.5 | 17.825 | 0.62324 | kW
[6 empty] | 2141 | 64200 | 1070 | 17.8333 | 0.62422 | kW
[6 empty] | 2142 | 64230 | 1070.5 | 17.8417 | 0.62519 | kW
[6 empty] | 2143 | 64260 | 1071 | 17.85 | 0.62617 | kW
[6 empty] | 2144 | 64290 | 1071.5 | 17.8583 | 0.62715 | kW
[6 empty] | 2145 | 64320 | 1072 | 17.8667 | 0.62812 | kW
[6 empty] | 2146 | 64350 | 1072.5 | 17.875 | 0.6291 | kW
[6 empty] | 2147 | 64380 | 1073 | 17.8833 | 0.63007 | kW
[6 empty] | 2148 | 64410 | 1073.5 | 17.8917 | 0.63105 | kW
[6 empty] | 2149 | 64440 | 1074 | 17.9 | 0.63203 | kW
[6 empty] | 2150 | 64470 | 1074.5 | 17.9083 | 0.633 | kW
[6 empty] | 2151 | 64500 | 1075 | 17.9167 | 0.63398 | kW
[6 empty] | 2152 | 64530 | 1075.5 | 17.925 | 0.63495 | kW
[6 empty] | 2153 | 64560 | 1076 | 17.9333 | 0.63593 | kW
[6 empty] | 2154 | 64590 | 1076.5 | 17.9417 | 0.63691 | kW
[6 empty] | 2155 | 64620 | 1077 | 17.95 | 0.63788 | kW
[6 empty] | 2156 | 64650 | 1077.5 | 17.9583 | 0.63886 | kW
[6 empty] | 2157 | 64680 | 1078 | 17.9667 | 0.63983 | kW
[6 empty] | 2158 | 64710 | 1078.5 | 17.975 | 0.64081 | kW
[6 empty] | 2159 | 64740 | 1079 | 17.9833 | 0.64179 | kW
[6 empty] | 2160 | 64770 | 1079.5 | 17.9917 | 0.64279 | kW
[6 empty] | 2161 | 64800 | 1080 | 18 | 0.64404 | kW
[6 empty] | 2162 | 64830 | 1080.5 | 18.0083 | 0.64559 | kW
[6 empty] | 2163 | 64860 | 1081 | 18.0167 | 0.64717 | kW
[6 empty] | 2164 | 64890 | 1081.5 | 18.025 | 0.64872 | kW
[6 empty] | 2165 | 64920 | 1082 | 18.0333 | 0.65029 | kW
[6 empty] | 2166 | 64950 | 1082.5 | 18.0417 | 0.65185 | kW
[6 empty] | 2167 | 64980 | 1083 | 18.05 | 0.65341 | kW
[6 empty] | 2168 | 65010 | 1083.5 | 18.0583 | 0.65498 | kW
[6 empty] | 2169 | 65040 | 1084 | 18.0667 | 0.65654 | kW
[6 empty] | 2170 | 65070 | 1084.5 | 18.075 | 0.6581 | kW
[6 empty] | 2171 | 65100 | 1085 | 18.0833 | 0.65967 | kW
[6 empty] | 2172 | 65130 | 1085.5 | 18.0917 | 0.66123 | kW
[6 empty] | 2173 | 65160 | 1086 | 18.1 | 0.66279 | kW
[6 empty] | 2174 | 65190 | 1086.5 | 18.1083 | 0.66436 | kW
[6 empty] | 2175 | 65220 | 1087 | 18.1167 | 0.66592 | kW
[6 empty] | 2176 | 65250 | 1087.5 | 18.125 | 0.66748 | kW
[6 empty] | 2177 | 65280 | 1088 | 18.1333 | 0.66905 | kW
[6 empty] | 2178 | 65310 | 1088.5 | 18.1417 | 0.67061 | kW
[6 empty] | 2179 | 65340 | 1089 | 18.15 | 0.67218 | kW
[6 empty] | 2180 | 65370 | 1089.5 | 18.1583 | 0.67374 | kW
[6 empty] | 2181 | 65400 | 1090 | 18.1667 | 0.6753 | kW
[6 empty] | 2182 | 65430 | 1090.5 | 18.175 | 0.67687 | kW
[6 empty] | 2183 | 65460 | 1091 | 18.1833 | 0.67843 | kW
[6 empty] | 2184 | 65490 | 1091.5 | 18.1917 | 0.67999 | kW
[6 empty] | 2185 | 65520 | 1092 | 18.2 | 0.68156 | kW
[6 empty] | 2186 | 65550 | 1092.5 | 18.2083 | 0.68312 | kW
[6 empty] | 2187 | 65580 | 1093 | 18.2167 | 0.68468 | kW
[6 empty] | 2188 | 65610 | 1093.5 | 18.225 | 0.68625 | kW
[6 empty] | 2189 | 65640 | 1094 | 18.2333 | 0.68781 | kW
[6 empty] | 2190 | 65670 | 1094.5 | 18.2417 | 0.68937 | kW
[6 empty] | 2191 | 65700 | 1095 | 18.25 | 0.69094 | kW
[6 empty] | 2192 | 65730 | 1095.5 | 18.2583 | 0.6925 | kW
[6 empty] | 2193 | 65760 | 1096 | 18.2667 | 0.69407 | kW
[6 empty] | 2194 | 65790 | 1096.5 | 18.275 | 0.69563 | kW
[6 empty] | 2195 | 65820 | 1097 | 18.2833 | 0.69719 | kW
[6 empty] | 2196 | 65850 | 1097.5 | 18.2917 | 0.69876 | kW
[6 empty] | 2197 | 65880 | 1098 | 18.3 | 0.70032 | kW
[6 empty] | 2198 | 65910 | 1098.5 | 18.3083 | 0.70188 | kW
[6 empty] | 2199 | 65940 | 1099 | 18.3167 | 0.70345 | kW
[6 empty] | 2200 | 65970 | 1099.5 | 18.325 | 0.70501 | kW
[6 empty] | 2201 | 66000 | 1100 | 18.3333 | 0.70657 | kW
[6 empty] | 2202 | 66030 | 1100.5 | 18.3417 | 0.70814 | kW
[6 empty] | 2203 | 66060 | 1101 | 18.35 | 0.7097 | kW
[6 empty] | 2204 | 66090 | 1101.5 | 18.3583 | 0.71126 | kW
[6 empty] | 2205 | 66120 | 1102 | 18.3667 | 0.71283 | kW
[6 empty] | 2206 | 66150 | 1102.5 | 18.375 | 0.71439 | kW
[6 empty] | 2207 | 66180 | 1103 | 18.3833 | 0.71595 | kW
[6 empty] | 2208 | 66210 | 1103.5 | 18.3917 | 0.71752 | kW
[6 empty] | 2209 | 66240 | 1104 | 18.4 | 0.71908 | kW
[6 empty] | 2210 | 66270 | 1104.5 | 18.4083 | 0.72065 | kW
[6 empty] | 2211 | 66300 | 1105 | 18.4167 | 0.72221 | kW
[6 empty] | 2212 | 66330 | 1105.5 | 18.425 | 0.72377 | kW
[6 empty] | 2213 | 66360 | 1106 | 18.4333 | 0.72534 | kW
[6 empty] | 2214 | 66390 | 1106.5 | 18.4417 | 0.7269 | kW
[6 empty] | 2215 | 66420 | 1107 | 18.45 | 0.72846 | kW
[6 empty] | 2216 | 66450 | 1107.5 | 18.4583 | 0.73003 | kW
[6 empty] | 2217 | 66480 | 1108 | 18.4667 | 0.73159 | kW
[6 empty] | 2218 | 66510 | 1108.5 | 18.475 | 0.73315 | kW
[6 empty] | 2219 | 66540 | 1109 | 18.4833 | 0.73472 | kW
[6 empty] | 2220 | 66570 | 1109.5 | 18.4917 | 0.73628 | kW
[6 empty] | 2221 | 66600 | 1110 | 18.5 | 0.73784 | kW
[6 empty] | 2222 | 66630 | 1110.5 | 18.5083 | 0.73941 | kW
[6 empty] | 2223 | 66660 | 1111 | 18.5167 | 0.74097 | kW
[6 empty] | 2224 | 66690 | 1111.5 | 18.525 | 0.74253 | kW
[6 empty] | 2225 | 66720 | 1112 | 18.5333 | 0.7441 | kW
[6 empty] | 2226 | 66750 | 1112.5 | 18.5417 | 0.74566 | kW
[6 empty] | 2227 | 66780 | 1113 | 18.55 | 0.74723 | kW
[6 empty] | 2228 | 66810 | 1113.5 | 18.5583 | 0.74879 | kW
[6 empty] | 2229 | 66840 | 1114 | 18.5667 | 0.75035 | kW
[6 empty] | 2230 | 66870 | 1114.5 | 18.575 | 0.75192 | kW
[6 empty] | 2231 | 66900 | 1115 | 18.5833 | 0.75348 | kW
[6 empty] | 2232 | 66930 | 1115.5 | 18.5917 | 0.75504 | kW
[6 empty] | 2233 | 66960 | 1116 | 18.6 | 0.75661 | kW
[6 empty] | 2234 | 66990 | 1116.5 | 18.6083 | 0.75817 | kW
[6 empty] | 2235 | 67020 | 1117 | 18.6167 | 0.75973 | kW
[6 empty] | 2236 | 67050 | 1117.5 | 18.625 | 0.7613 | kW
[6 empty] | 2237 | 67080 | 1118 | 18.6333 | 0.76286 | kW
[6 empty] | 2238 | 67110 | 1118.5 | 18.6417 | 0.76442 | kW
[6 empty] | 2239 | 67140 | 1119 | 18.65 | 0.76599 | kW
[6 empty] | 2240 | 67170 | 1119.5 | 18.6583 | 0.76755 | kW
[6 empty] | 2241 | 67200 | 1120 | 18.6667 | 0.76912 | kW
[6 empty] | 2242 | 67230 | 1120.5 | 18.675 | 0.77068 | kW
[6 empty] | 2243 | 67260 | 1121 | 18.6833 | 0.77224 | kW
[6 empty] | 2244 | 67290 | 1121.5 | 18.6917 | 0.77381 | kW
[6 empty] | 2245 | 67320 | 1122 | 18.7 | 0.77537 | kW
[6 empty] | 2246 | 67350 | 1122.5 | 18.7083 | 0.77693 | kW
[6 empty] | 2247 | 67380 | 1123 | 18.7167 | 0.7785 | kW
[6 empty] | 2248 | 67410 | 1123.5 | 18.725 | 0.78006 | kW
[6 empty] | 2249 | 67440 | 1124 | 18.7333 | 0.78162 | kW
[6 empty] | 2250 | 67470 | 1124.5 | 18.7417 | 0.78319 | kW
[6 empty] | 2251 | 67500 | 1125 | 18.75 | 0.78475 | kW
[6 empty] | 2252 | 67530 | 1125.5 | 18.7583 | 0.78631 | kW
[6 empty] | 2253 | 67560 | 1126 | 18.7667 | 0.78788 | kW
[6 empty] | 2254 | 67590 | 1126.5 | 18.775 | 0.78944 | kW
[6 empty] | 2255 | 67620 | 1127 | 18.7833 | 0.791 | kW
[6 empty] | 2256 | 67650 | 1127.5 | 18.7917 | 0.79257 | kW
[6 empty] | 2257 | 67680 | 1128 | 18.8 | 0.79413 | kW
[6 empty] | 2258 | 67710 | 1128.5 | 18.8083 | 0.7957 | kW
[6 empty] | 2259 | 67740 | 1129 | 18.8167 | 0.79726 | kW
[6 empty] | 2260 | 67770 | 1129.5 | 18.825 | 0.79882 | kW
[6 empty] | 2261 | 67800 | 1130 | 18.8333 | 0.80039 | kW
[6 empty] | 2262 | 67830 | 1130.5 | 18.8417 | 0.80195 | kW
[6 empty] | 2263 | 67860 | 1131 | 18.85 | 0.80351 | kW
[6 empty] | 2264 | 67890 | 1131.5 | 18.8583 | 0.80508 | kW
[6 empty] | 2265 | 67920 | 1132 | 18.8667 | 0.80664 | kW
[6 empty] | 2266 | 67950 | 1132.5 | 18.875 | 0.8082 | kW
[6 empty] | 2267 | 67980 | 1133 | 18.8833 | 0.80977 | kW
[6 empty] | 2268 | 68010 | 1133.5 | 18.8917 | 0.81133 | kW
[6 empty] | 2269 | 68040 | 1134 | 18.9 | 0.81289 | kW
[6 empty] | 2270 | 68070 | 1134.5 | 18.9083 | 0.81446 | kW
[6 empty] | 2271 | 68100 | 1135 | 18.9167 | 0.81602 | kW
[6 empty] | 2272 | 68130 | 1135.5 | 18.925 | 0.81758 | kW
[6 empty] | 2273 | 68160 | 1136 | 18.9333 | 0.81915 | kW
[6 empty] | 2274 | 68190 | 1136.5 | 18.9417 | 0.82071 | kW
[6 empty] | 2275 | 68220 | 1137 | 18.95 | 0.82228 | kW
[6 empty] | 2276 | 68250 | 1137.5 | 18.9583 | 0.82384 | kW
[6 empty] | 2277 | 68280 | 1138 | 18.9667 | 0.8254 | kW
[6 empty] | 2278 | 68310 | 1138.5 | 18.975 | 0.82697 | kW
[6 empty] | 2279 | 68340 | 1139 | 18.9833 | 0.82853 | kW
[6 empty] | 2280 | 68370 | 1139.5 | 18.9917 | 0.83009 | kW
[6 empty] | 2281 | 68400 | 1140 | 19 | 0.83127 | kW
[6 empty] | 2282 | 68430 | 1140.5 | 19.0083 | 0.83218 | kW
[6 empty] | 2283 | 68460 | 1141 | 19.0167 | 0.83325 | kW
[6 empty] | 2284 | 68490 | 1141.5 | 19.025 | 0.83469 | kW
[6 empty] | 2285 | 68520 | 1142 | 19.0333 | 0.83595 | kW
[6 empty] | 2286 | 68550 | 1142.5 | 19.0417 | 0.83675 | kW
[6 empty] | 2287 | 68580 | 1143 | 19.05 | 0.83702 | kW
[6 empty] | 2288 | 68610 | 1143.5 | 19.0583 | 0.83822 | kW
[6 empty] | 2289 | 68640 | 1144 | 19.0667 | 0.83879 | kW
[6 empty] | 2290 | 68670 | 1144.5 | 19.075 | 0.83937 | kW
[6 empty] | 2291 | 68700 | 1145 | 19.0833 | 0.84023 | kW
[6 empty] | 2292 | 68730 | 1145.5 | 19.0917 | 0.84111 | kW
[6 empty] | 2293 | 68760 | 1146 | 19.1 | 0.84188 | kW
[6 empty] | 2294 | 68790 | 1146.5 | 19.1083 | 0.84267 | kW
[6 empty] | 2295 | 68820 | 1147 | 19.1167 | 0.84366 | kW
[6 empty] | 2296 | 68850 | 1147.5 | 19.125 | 0.8445 | kW
[6 empty] | 2297 | 68880 | 1148 | 19.1333 | 0.84534 | kW
[6 empty] | 2298 | 68910 | 1148.5 | 19.1417 | 0.84618 | kW
[6 empty] | 2299 | 68940 | 1149 | 19.15 | 0.84702 | kW
[6 empty] | 2300 | 68970 | 1149.5 | 19.1583 | 0.84785 | kW
[6 empty] | 2301 | 69000 | 1150 | 19.1667 | 0.84881 | kW
[6 empty] | 2302 | 69030 | 1150.5 | 19.175 | 0.84968 | kW
[6 empty] | 2303 | 69060 | 1151 | 19.1833 | 0.85054 | kW
[6 empty] | 2304 | 69090 | 1151.5 | 19.1917 | 0.8514 | kW
[6 empty] | 2305 | 69120 | 1152 | 19.2 | 0.85225 | kW
[6 empty] | 2306 | 69150 | 1152.5 | 19.2083 | 0.85311 | kW
[6 empty] | 2307 | 69180 | 1153 | 19.2167 | 0.85397 | kW
[6 empty] | 2308 | 69210 | 1153.5 | 19.225 | 0.85483 | kW
[6 empty] | 2309 | 69240 | 1154 | 19.2333 | 0.85569 | kW
[6 empty] | 2310 | 69270 | 1154.5 | 19.2417 | 0.85655 | kW
[6 empty] | 2311 | 69300 | 1155 | 19.25 | 0.85741 | kW
[6 empty] | 2312 | 69330 | 1155.5 | 19.2583 | 0.85835 | kW
[6 empty] | 2313 | 69360 | 1156 | 19.2667 | 0.85922 | kW
[6 empty] | 2314 | 69390 | 1156.5 | 19.275 | 0.86009 | kW
[6 empty] | 2315 | 69420 | 1157 | 19.2833 | 0.86095 | kW
[6 empty] | 2316 | 69450 | 1157.5 | 19.2917 | 0.86182 | kW
[6 empty] | 2317 | 69480 | 1158 | 19.3 | 0.86268 | kW
[6 empty] | 2318 | 69510 | 1158.5 | 19.3083 | 0.86355 | kW
[6 empty] | 2319 | 69540 | 1159 | 19.3167 | 0.86442 | kW
[6 empty] | 2320 | 69570 | 1159.5 | 19.325 | 0.86528 | kW
[6 empty] | 2321 | 69600 | 1160 | 19.3333 | 0.86615 | kW
[6 empty] | 2322 | 69630 | 1160.5 | 19.3417 | 0.86702 | kW
[6 empty] | 2323 | 69660 | 1161 | 19.35 | 0.86788 | kW
[6 empty] | 2324 | 69690 | 1161.5 | 19.3583 | 0.86875 | kW
[6 empty] | 2325 | 69720 | 1162 | 19.3667 | 0.86962 | kW
[6 empty] | 2326 | 69750 | 1162.5 | 19.375 | 0.87048 | kW
[6 empty] | 2327 | 69780 | 1163 | 19.3833 | 0.87135 | kW
[6 empty] | 2328 | 69810 | 1163.5 | 19.3917 | 0.87221 | kW
[6 empty] | 2329 | 69840 | 1164 | 19.4 | 0.87308 | kW
[6 empty] | 2330 | 69870 | 1164.5 | 19.4083 | 0.87395 | kW
[6 empty] | 2331 | 69900 | 1165 | 19.4167 | 0.87481 | kW
[6 empty] | 2332 | 69930 | 1165.5 | 19.425 | 0.87568 | kW
[6 empty] | 2333 | 69960 | 1166 | 19.4333 | 0.87655 | kW
[6 empty] | 2334 | 69990 | 1166.5 | 19.4417 | 0.87741 | kW
[6 empty] | 2335 | 70020 | 1167 | 19.45 | 0.8783 | kW
[6 empty] | 2336 | 70050 | 1167.5 | 19.4583 | 0.87917 | kW
[6 empty] | 2337 | 70080 | 1168 | 19.4667 | 0.88004 | kW
[6 empty] | 2338 | 70110 | 1168.5 | 19.475 | 0.88091 | kW
[6 empty] | 2339 | 70140 | 1169 | 19.4833 | 0.88178 | kW
[6 empty] | 2340 | 70170 | 1169.5 | 19.4917 | 0.88265 | kW
[6 empty] | 2341 | 70200 | 1170 | 19.5 | 0.88352 | kW
[6 empty] | 2342 | 70230 | 1170.5 | 19.5083 | 0.88439 | kW
[6 empty] | 2343 | 70260 | 1171 | 19.5167 | 0.88525 | kW
[6 empty] | 2344 | 70290 | 1171.5 | 19.525 | 0.88612 | kW
[6 empty] | 2345 | 70320 | 1172 | 19.5333 | 0.88699 | kW
[6 empty] | 2346 | 70350 | 1172.5 | 19.5417 | 0.88786 | kW
[6 empty] | 2347 | 70380 | 1173 | 19.55 | 0.88873 | kW
[6 empty] | 2348 | 70410 | 1173.5 | 19.5583 | 0.8896 | kW
[6 empty] | 2349 | 70440 | 1174 | 19.5667 | 0.89047 | kW
[6 empty] | 2350 | 70470 | 1174.5 | 19.575 | 0.89133 | kW
[6 empty] | 2351 | 70500 | 1175 | 19.5833 | 0.8922 | kW
[6 empty] | 2352 | 70530 | 1175.5 | 19.5917 | 0.89307 | kW
[6 empty] | 2353 | 70560 | 1176 | 19.6 | 0.89394 | kW
[6 empty] | 2354 | 70590 | 1176.5 | 19.6083 | 0.89481 | kW
[6 empty] | 2355 | 70620 | 1177 | 19.6167 | 0.89568 | kW
[6 empty] | 2356 | 70650 | 1177.5 | 19.625 | 0.89655 | kW
[6 empty] | 2357 | 70680 | 1178 | 19.6333 | 0.89742 | kW
[6 empty] | 2358 | 70710 | 1178.5 | 19.6417 | 0.89829 | kW
[6 empty] | 2359 | 70740 | 1179 | 19.65 | 0.89916 | kW
[6 empty] | 2360 | 70770 | 1179.5 | 19.6583 | 0.90003 | kW
[6 empty] | 2361 | 70800 | 1180 | 19.6667 | 0.9009 | kW
[6 empty] | 2362 | 70830 | 1180.5 | 19.675 | 0.90177 | kW
[6 empty] | 2363 | 70860 | 1181 | 19.6833 | 0.90264 | kW
[6 empty] | 2364 | 70890 | 1181.5 | 19.6917 | 0.90351 | kW
[6 empty] | 2365 | 70920 | 1182 | 19.7 | 0.90438 | kW
[6 empty] | 2366 | 70950 | 1182.5 | 19.7083 | 0.90525 | kW
[6 empty] | 2367 | 70980 | 1183 | 19.7167 | 0.90612 | kW
[6 empty] | 2368 | 71010 | 1183.5 | 19.725 | 0.90699 | kW
[6 empty] | 2369 | 71040 | 1184 | 19.7333 | 0.90786 | kW
[6 empty] | 2370 | 71070 | 1184.5 | 19.7417 | 0.90873 | kW
[6 empty] | 2371 | 71100 | 1185 | 19.75 | 0.9096 | kW
[6 empty] | 2372 | 71130 | 1185.5 | 19.7583 | 0.91046 | kW
[6 empty] | 2373 | 71160 | 1186 | 19.7667 | 0.91133 | kW
[6 empty] | 2374 | 71190 | 1186.5 | 19.775 | 0.9122 | kW
[6 empty] | 2375 | 71220 | 1187 | 19.7833 | 0.91307 | kW
[6 empty] | 2376 | 71250 | 1187.5 | 19.7917 | 0.91394 | kW
[6 empty] | 2377 | 71280 | 1188 | 19.8 | 0.91481 | kW
[6 empty] | 2378 | 71310 | 1188.5 | 19.8083 | 0.91568 | kW
[6 empty] | 2379 | 71340 | 1189 | 19.8167 | 0.91655 | kW
[6 empty] | 2380 | 71370 | 1189.5 | 19.825 | 0.91742 | kW
[6 empty] | 2381 | 71400 | 1190 | 19.8333 | 0.91829 | kW
[6 empty] | 2382 | 71430 | 1190.5 | 19.8417 | 0.91916 | kW
[6 empty] | 2383 | 71460 | 1191 | 19.85 | 0.92003 | kW
[6 empty] | 2384 | 71490 | 1191.5 | 19.8583 | 0.9209 | kW
[6 empty] | 2385 | 71520 | 1192 | 19.8667 | 0.92177 | kW
[6 empty] | 2386 | 71550 | 1192.5 | 19.875 | 0.92264 | kW
[6 empty] | 2387 | 71580 | 1193 | 19.8833 | 0.92351 | kW
[6 empty] | 2388 | 71610 | 1193.5 | 19.8917 | 0.92438 | kW
[6 empty] | 2389 | 71640 | 1194 | 19.9 | 0.92525 | kW
[6 empty] | 2390 | 71670 | 1194.5 | 19.9083 | 0.92612 | kW
[6 empty] | 2391 | 71700 | 1195 | 19.9167 | 0.92699 | kW
[6 empty] | 2392 | 71730 | 1195.5 | 19.925 | 0.92786 | kW
[6 empty] | 2393 | 71760 | 1196 | 19.9333 | 0.92873 | kW
[6 empty] | 2394 | 71790 | 1196.5 | 19.9417 | 0.9296 | kW
[6 empty] | 2395 | 71820 | 1197 | 19.95 | 0.93047 | kW
[6 empty] | 2396 | 71850 | 1197.5 | 19.9583 | 0.93134 | kW
[6 empty] | 2397 | 71880 | 1198 | 19.9667 | 0.93221 | kW
[6 empty] | 2398 | 71910 | 1198.5 | 19.975 | 0.93308 | kW
[6 empty] | 2399 | 71940 | 1199 | 19.9833 | 0.93395 | kW
[6 empty] | 2400 | 71970 | 1199.5 | 19.9917 | 0.93468 | kW
[6 empty] | 2401 | 72000 | 1200 | 20 | 0.93467 | kW
[6 empty] | 2402 | 72030 | 1200.5 | 20.0083 | 0.93402 | kW
[6 empty] | 2403 | 72060 | 1201 | 20.0167 | 0.93327 | kW
[6 empty] | 2404 | 72090 | 1201.5 | 20.025 | 0.93149 | kW
[6 empty] | 2405 | 72120 | 1202 | 20.0333 | 0.93027 | kW
[6 empty] | 2406 | 72150 | 1202.5 | 20.0417 | 0.93027 | kW
[6 empty] | 2407 | 72180 | 1203 | 20.05 | 0.92881 | kW
[6 empty] | 2408 | 72210 | 1203.5 | 20.0583 | 0.92804 | kW
[6 empty] | 2409 | 72240 | 1204 | 20.0667 | 0.92804 | kW
[6 empty] | 2410 | 72270 | 1204.5 | 20.075 | 0.92623 | kW
[6 empty] | 2411 | 72300 | 1205 | 20.0833 | 0.92581 | kW
[6 empty] | 2412 | 72330 | 1205.5 | 20.0917 | 0.92581 | kW
[6 empty] | 2413 | 72360 | 1206 | 20.1 | 0.92365 | kW
[6 empty] | 2414 | 72390 | 1206.5 | 20.1083 | 0.92358 | kW
[6 empty] | 2415 | 72420 | 1207 | 20.1167 | 0.92332 | kW
[6 empty] | 2416 | 72450 | 1207.5 | 20.125 | 0.92117 | kW
[6 empty] | 2417 | 72480 | 1208 | 20.1333 | 0.92065 | kW
[6 empty] | 2418 | 72510 | 1208.5 | 20.1417 | 0.92013 | kW
[6 empty] | 2419 | 72540 | 1209 | 20.15 | 0.9196 | kW
[6 empty] | 2420 | 72570 | 1209.5 | 20.1583 | 0.91908 | kW
[6 empty] | 2421 | 72600 | 1210 | 20.1667 | 0.91856 | kW
[6 empty] | 2422 | 72630 | 1210.5 | 20.175 | 0.91803 | kW
[6 empty] | 2423 | 72660 | 1211 | 20.1833 | 0.9174 | kW
[6 empty] | 2424 | 72690 | 1211.5 | 20.1917 | 0.91618 | kW
[6 empty] | 2425 | 72720 | 1212 | 20.2 | 0.91548 | kW
[6 empty] | 2426 | 72750 | 1212.5 | 20.2083 | 0.91478 | kW
[6 empty] | 2427 | 72780 | 1213 | 20.2167 | 0.91409 | kW
[6 empty] | 2428 | 72810 | 1213.5 | 20.225 | 0.91339 | kW
[6 empty] | 2429 | 72840 | 1214 | 20.2333 | 0.91269 | kW
[6 empty] | 2430 | 72870 | 1214.5 | 20.2417 | 0.912 | kW
[6 empty] | 2431 | 72900 | 1215 | 20.25 | 0.91123 | kW
[6 empty] | 2432 | 72930 | 1215.5 | 20.2583 | 0.91021 | kW
[6 empty] | 2433 | 72960 | 1216 | 20.2667 | 0.90945 | kW
[6 empty] | 2434 | 72990 | 1216.5 | 20.275 | 0.9087 | kW
[6 empty] | 2435 | 73020 | 1217 | 20.2833 | 0.90794 | kW
[6 empty] | 2436 | 73050 | 1217.5 | 20.2917 | 0.90719 | kW
[6 empty] | 2437 | 73080 | 1218 | 20.3 | 0.90643 | kW
[6 empty] | 2438 | 73110 | 1218.5 | 20.3083 | 0.90568 | kW
[6 empty] | 2439 | 73140 | 1219 | 20.3167 | 0.90492 | kW
[6 empty] | 2440 | 73170 | 1219.5 | 20.325 | 0.90417 | kW
[6 empty] | 2441 | 73200 | 1220 | 20.3333 | 0.90341 | kW
[6 empty] | 2442 | 73230 | 1220.5 | 20.3417 | 0.90266 | kW
[6 empty] | 2443 | 73260 | 1221 | 20.35 | 0.90189 | kW
[6 empty] | 2444 | 73290 | 1221.5 | 20.3583 | 0.90102 | kW
[6 empty] | 2445 | 73320 | 1222 | 20.3667 | 0.90024 | kW
[6 empty] | 2446 | 73350 | 1222.5 | 20.375 | 0.89947 | kW
[6 empty] | 2447 | 73380 | 1223 | 20.3833 | 0.89869 | kW
[6 empty] | 2448 | 73410 | 1223.5 | 20.3917 | 0.89792 | kW
[6 empty] | 2449 | 73440 | 1224 | 20.4 | 0.89714 | kW
[6 empty] | 2450 | 73470 | 1224.5 | 20.4083 | 0.89637 | kW
[6 empty] | 2451 | 73500 | 1225 | 20.4167 | 0.89559 | kW
[6 empty] | 2452 | 73530 | 1225.5 | 20.425 | 0.89482 | kW
[6 empty] | 2453 | 73560 | 1226 | 20.4333 | 0.89405 | kW
[6 empty] | 2454 | 73590 | 1226.5 | 20.4417 | 0.89327 | kW
[6 empty] | 2455 | 73620 | 1227 | 20.45 | 0.8925 | kW
[6 empty] | 2456 | 73650 | 1227.5 | 20.4583 | 0.89168 | kW
[6 empty] | 2457 | 73680 | 1228 | 20.4667 | 0.8909 | kW
[6 empty] | 2458 | 73710 | 1228.5 | 20.475 | 0.89012 | kW
[6 empty] | 2459 | 73740 | 1229 | 20.4833 | 0.88934 | kW
[6 empty] | 2460 | 73770 | 1229.5 | 20.4917 | 0.88855 | kW
[6 empty] | 2461 | 73800 | 1230 | 20.5 | 0.88777 | kW
[6 empty] | 2462 | 73830 | 1230.5 | 20.5083 | 0.88699 | kW
[6 empty] | 2463 | 73860 | 1231 | 20.5167 | 0.88621 | kW
[6 empty] | 2464 | 73890 | 1231.5 | 20.525 | 0.88543 | kW
[6 empty] | 2465 | 73920 | 1232 | 20.5333 | 0.88465 | kW
[6 empty] | 2466 | 73950 | 1232.5 | 20.5417 | 0.88387 | kW
[6 empty] | 2467 | 73980 | 1233 | 20.55 | 0.88309 | kW
[6 empty] | 2468 | 74010 | 1233.5 | 20.5583 | 0.8823 | kW
[6 empty] | 2469 | 74040 | 1234 | 20.5667 | 0.88151 | kW
[6 empty] | 2470 | 74070 | 1234.5 | 20.575 | 0.88073 | kW
[6 empty] | 2471 | 74100 | 1235 | 20.5833 | 0.87994 | kW
[6 empty] | 2472 | 74130 | 1235.5 | 20.5917 | 0.87916 | kW
[6 empty] | 2473 | 74160 | 1236 | 20.6 | 0.87838 | kW
[6 empty] | 2474 | 74190 | 1236.5 | 20.6083 | 0.87759 | kW
[6 empty] | 2475 | 74220 | 1237 | 20.6167 | 0.87681 | kW
[6 empty] | 2476 | 74250 | 1237.5 | 20.625 | 0.87603 | kW
[6 empty] | 2477 | 74280 | 1238 | 20.6333 | 0.87524 | kW
[6 empty] | 2478 | 74310 | 1238.5 | 20.6417 | 0.87446 | kW
[6 empty] | 2479 | 74340 | 1239 | 20.65 | 0.87367 | kW
[6 empty] | 2480 | 74370 | 1239.5 | 20.6583 | 0.87289 | kW
[6 empty] | 2481 | 74400 | 1240 | 20.6667 | 0.87211 | kW
[6 empty] | 2482 | 74430 | 1240.5 | 20.675 | 0.87132 | kW
[6 empty] | 2483 | 74460 | 1241 | 20.6833 | 0.87054 | kW
[6 empty] | 2484 | 74490 | 1241.5 | 20.6917 | 0.86975 | kW
[6 empty] | 2485 | 74520 | 1242 | 20.7 | 0.86897 | kW
[6 empty] | 2486 | 74550 | 1242.5 | 20.7083 | 0.86819 | kW
[6 empty] | 2487 | 74580 | 1243 | 20.7167 | 0.8674 | kW
[6 empty] | 2488 | 74610 | 1243.5 | 20.725 | 0.86662 | kW
[6 empty] | 2489 | 74640 | 1244 | 20.7333 | 0.86583 | kW
[6 empty] | 2490 | 74670 | 1244.5 | 20.7417 | 0.86505 | kW
[6 empty] | 2491 | 74700 | 1245 | 20.75 | 0.86427 | kW
[6 empty] | 2492 | 74730 | 1245.5 | 20.7583 | 0.86348 | kW
[6 empty] | 2493 | 74760 | 1246 | 20.7667 | 0.8627 | kW
[6 empty] | 2494 | 74790 | 1246.5 | 20.775 | 0.86191 | kW
[6 empty] | 2495 | 74820 | 1247 | 20.7833 | 0.86113 | kW
[6 empty] | 2496 | 74850 | 1247.5 | 20.7917 | 0.86035 | kW
[6 empty] | 2497 | 74880 | 1248 | 20.8 | 0.85956 | kW
[6 empty] | 2498 | 74910 | 1248.5 | 20.8083 | 0.85878 | kW
[6 empty] | 2499 | 74940 | 1249 | 20.8167 | 0.85799 | kW
[6 empty] | 2500 | 74970 | 1249.5 | 20.825 | 0.85721 | kW
[6 empty] | 2501 | 75000 | 1250 | 20.8333 | 0.85642 | kW
[6 empty] | 2502 | 75030 | 1250.5 | 20.8417 | 0.85564 | kW
[6 empty] | 2503 | 75060 | 1251 | 20.85 | 0.85486 | kW
[6 empty] | 2504 | 75090 | 1251.5 | 20.8583 | 0.85407 | kW
[6 empty] | 2505 | 75120 | 1252 | 20.8667 | 0.85329 | kW
[6 empty] | 2506 | 75150 | 1252.5 | 20.875 | 0.8525 | kW
[6 empty] | 2507 | 75180 | 1253 | 20.8833 | 0.85172 | kW
[6 empty] | 2508 | 75210 | 1253.5 | 20.8917 | 0.85093 | kW
[6 empty] | 2509 | 75240 | 1254 | 20.9 | 0.85015 | kW
[6 empty] | 2510 | 75270 | 1254.5 | 20.9083 | 0.84936 | kW
[6 empty] | 2511 | 75300 | 1255 | 20.9167 | 0.84858 | kW
[6 empty] | 2512 | 75330 | 1255.5 | 20.925 | 0.84779 | kW
[6 empty] | 2513 | 75360 | 1256 | 20.9333 | 0.84701 | kW
[6 empty] | 2514 | 75390 | 1256.5 | 20.9417 | 0.84622 | kW
[6 empty] | 2515 | 75420 | 1257 | 20.95 | 0.84544 | kW
[6 empty] | 2516 | 75450 | 1257.5 | 20.9583 | 0.84466 | kW
[6 empty] | 2517 | 75480 | 1258 | 20.9667 | 0.84387 | kW
[6 empty] | 2518 | 75510 | 1258.5 | 20.975 | 0.84309 | kW
[6 empty] | 2519 | 75540 | 1259 | 20.9833 | 0.8423 | kW
[6 empty] | 2520 | 75570 | 1259.5 | 20.9917 | 0.84151 | kW
[6 empty] | 2521 | 75600 | 1260 | 21 | 0.84055 | kW
[6 empty] | 2522 | 75630 | 1260.5 | 21.0083 | 0.83943 | kW
[6 empty] | 2523 | 75660 | 1261 | 21.0167 | 0.83829 | kW
[6 empty] | 2524 | 75690 | 1261.5 | 21.025 | 0.83715 | kW
[6 empty] | 2525 | 75720 | 1262 | 21.0333 | 0.83602 | kW
[6 empty] | 2526 | 75750 | 1262.5 | 21.0417 | 0.83488 | kW
[6 empty] | 2527 | 75780 | 1263 | 21.05 | 0.83374 | kW
[6 empty] | 2528 | 75810 | 1263.5 | 21.0583 | 0.83261 | kW
[6 empty] | 2529 | 75840 | 1264 | 21.0667 | 0.83147 | kW
[6 empty] | 2530 | 75870 | 1264.5 | 21.075 | 0.83034 | kW
[6 empty] | 2531 | 75900 | 1265 | 21.0833 | 0.8292 | kW
[6 empty] | 2532 | 75930 | 1265.5 | 21.0917 | 0.82807 | kW
[6 empty] | 2533 | 75960 | 1266 | 21.1 | 0.82693 | kW
[6 empty] | 2534 | 75990 | 1266.5 | 21.1083 | 0.8258 | kW
[6 empty] | 2535 | 76020 | 1267 | 21.1167 | 0.82466 | kW
[6 empty] | 2536 | 76050 | 1267.5 | 21.125 | 0.82353 | kW
[6 empty] | 2537 | 76080 | 1268 | 21.1333 | 0.82239 | kW
[6 empty] | 2538 | 76110 | 1268.5 | 21.1417 | 0.82126 | kW
[6 empty] | 2539 | 76140 | 1269 | 21.15 | 0.82012 | kW
[6 empty] | 2540 | 76170 | 1269.5 | 21.1583 | 0.81898 | kW
[6 empty] | 2541 | 76200 | 1270 | 21.1667 | 0.81785 | kW
[6 empty] | 2542 | 76230 | 1270.5 | 21.175 | 0.81671 | kW
[6 empty] | 2543 | 76260 | 1271 | 21.1833 | 0.81558 | kW
[6 empty] | 2544 | 76290 | 1271.5 | 21.1917 | 0.81444 | kW
[6 empty] | 2545 | 76320 | 1272 | 21.2 | 0.81331 | kW
[6 empty] | 2546 | 76350 | 1272.5 | 21.2083 | 0.81217 | kW
[6 empty] | 2547 | 76380 | 1273 | 21.2167 | 0.81104 | kW
[6 empty] | 2548 | 76410 | 1273.5 | 21.225 | 0.8099 | kW
[6 empty] | 2549 | 76440 | 1274 | 21.2333 | 0.80877 | kW
[6 empty] | 2550 | 76470 | 1274.5 | 21.2417 | 0.80763 | kW
[6 empty] | 2551 | 76500 | 1275 | 21.25 | 0.80649 | kW
[6 empty] | 2552 | 76530 | 1275.5 | 21.2583 | 0.80536 | kW
[6 empty] | 2553 | 76560 | 1276 | 21.2667 | 0.80422 | kW
[6 empty] | 2554 | 76590 | 1276.5 | 21.275 | 0.80309 | kW
[6 empty] | 2555 | 76620 | 1277 | 21.2833 | 0.80195 | kW
[6 empty] | 2556 | 76650 | 1277.5 | 21.2917 | 0.80082 | kW
[6 empty] | 2557 | 76680 | 1278 | 21.3 | 0.79968 | kW
[6 empty] | 2558 | 76710 | 1278.5 | 21.3083 | 0.79855 | kW
[6 empty] | 2559 | 76740 | 1279 | 21.3167 | 0.79741 | kW
[6 empty] | 2560 | 76770 | 1279.5 | 21.325 | 0.79628 | kW
[6 empty] | 2561 | 76800 | 1280 | 21.3333 | 0.79514 | kW
[6 empty] | 2562 | 76830 | 1280.5 | 21.3417 | 0.79401 | kW
[6 empty] | 2563 | 76860 | 1281 | 21.35 | 0.79287 | kW
[6 empty] | 2564 | 76890 | 1281.5 | 21.3583 | 0.79173 | kW
[6 empty] | 2565 | 76920 | 1282 | 21.3667 | 0.7906 | kW
[6 empty] | 2566 | 76950 | 1282.5 | 21.375 | 0.78946 | kW
[6 empty] | 2567 | 76980 | 1283 | 21.3833 | 0.78833 | kW
[6 empty] | 2568 | 77010 | 1283.5 | 21.3917 | 0.78719 | kW
[6 empty] | 2569 | 77040 | 1284 | 21.4 | 0.78606 | kW
[6 empty] | 2570 | 77070 | 1284.5 | 21.4083 | 0.78492 | kW
[6 empty] | 2571 | 77100 | 1285 | 21.4167 | 0.78379 | kW
[6 empty] | 2572 | 77130 | 1285.5 | 21.425 | 0.78265 | kW
[6 empty] | 2573 | 77160 | 1286 | 21.4333 | 0.78152 | kW
[6 empty] | 2574 | 77190 | 1286.5 | 21.4417 | 0.78038 | kW
[6 empty] | 2575 | 77220 | 1287 | 21.45 | 0.77924 | kW
[6 empty] | 2576 | 77250 | 1287.5 | 21.4583 | 0.77811 | kW
[6 empty] | 2577 | 77280 | 1288 | 21.4667 | 0.77697 | kW
[6 empty] | 2578 | 77310 | 1288.5 | 21.475 | 0.77584 | kW
[6 empty] | 2579 | 77340 | 1289 | 21.4833 | 0.7747 | kW
[6 empty] | 2580 | 77370 | 1289.5 | 21.4917 | 0.77357 | kW
[6 empty] | 2581 | 77400 | 1290 | 21.5 | 0.77243 | kW
[6 empty] | 2582 | 77430 | 1290.5 | 21.5083 | 0.7713 | kW
[6 empty] | 2583 | 77460 | 1291 | 21.5167 | 0.77016 | kW
[6 empty] | 2584 | 77490 | 1291.5 | 21.525 | 0.76903 | kW
[6 empty] | 2585 | 77520 | 1292 | 21.5333 | 0.76789 | kW
[6 empty] | 2586 | 77550 | 1292.5 | 21.5417 | 0.76676 | kW
[6 empty] | 2587 | 77580 | 1293 | 21.55 | 0.76562 | kW
[6 empty] | 2588 | 77610 | 1293.5 | 21.5583 | 0.76448 | kW
[6 empty] | 2589 | 77640 | 1294 | 21.5667 | 0.76335 | kW
[6 empty] | 2590 | 77670 | 1294.5 | 21.575 | 0.76221 | kW
[6 empty] | 2591 | 77700 | 1295 | 21.5833 | 0.76108 | kW
[6 empty] | 2592 | 77730 | 1295.5 | 21.5917 | 0.75994 | kW
[6 empty] | 2593 | 77760 | 1296 | 21.6 | 0.75881 | kW
[6 empty] | 2594 | 77790 | 1296.5 | 21.6083 | 0.75767 | kW
[6 empty] | 2595 | 77820 | 1297 | 21.6167 | 0.75654 | kW
[6 empty] | 2596 | 77850 | 1297.5 | 21.625 | 0.7554 | kW
[6 empty] | 2597 | 77880 | 1298 | 21.6333 | 0.75427 | kW
[6 empty] | 2598 | 77910 | 1298.5 | 21.6417 | 0.75313 | kW
[6 empty] | 2599 | 77940 | 1299 | 21.65 | 0.75199 | kW
[6 empty] | 2600 | 77970 | 1299.5 | 21.6583 | 0.75086 | kW
[6 empty] | 2601 | 78000 | 1300 | 21.6667 | 0.74972 | kW
[6 empty] | 2602 | 78030 | 1300.5 | 21.675 | 0.74859 | kW
[6 empty] | 2603 | 78060 | 1301 | 21.6833 | 0.74745 | kW
[6 empty] | 2604 | 78090 | 1301.5 | 21.6917 | 0.74632 | kW
[6 empty] | 2605 | 78120 | 1302 | 21.7 | 0.74518 | kW
[6 empty] | 2606 | 78150 | 1302.5 | 21.7083 | 0.74405 | kW
[6 empty] | 2607 | 78180 | 1303 | 21.7167 | 0.74291 | kW
[6 empty] | 2608 | 78210 | 1303.5 | 21.725 | 0.74178 | kW
[6 empty] | 2609 | 78240 | 1304 | 21.7333 | 0.74064 | kW
[6 empty] | 2610 | 78270 | 1304.5 | 21.7417 | 0.73951 | kW
[6 empty] | 2611 | 78300 | 1305 | 21.75 | 0.73837 | kW
[6 empty] | 2612 | 78330 | 1305.5 | 21.7583 | 0.73723 | kW
[6 empty] | 2613 | 78360 | 1306 | 21.7667 | 0.7361 | kW
[6 empty] | 2614 | 78390 | 1306.5 | 21.775 | 0.73496 | kW
[6 empty] | 2615 | 78420 | 1307 | 21.7833 | 0.73383 | kW
[6 empty] | 2616 | 78450 | 1307.5 | 21.7917 | 0.73269 | kW
[6 empty] | 2617 | 78480 | 1308 | 21.8 | 0.73156 | kW
[6 empty] | 2618 | 78510 | 1308.5 | 21.8083 | 0.73042 | kW
[6 empty] | 2619 | 78540 | 1309 | 21.8167 | 0.72929 | kW
[6 empty] | 2620 | 78570 | 1309.5 | 21.825 | 0.72815 | kW
[6 empty] | 2621 | 78600 | 1310 | 21.8333 | 0.72702 | kW
[6 empty] | 2622 | 78630 | 1310.5 | 21.8417 | 0.72588 | kW
[6 empty] | 2623 | 78660 | 1311 | 21.85 | 0.72474 | kW
[6 empty] | 2624 | 78690 | 1311.5 | 21.8583 | 0.72361 | kW
[6 empty] | 2625 | 78720 | 1312 | 21.8667 | 0.72247 | kW
[6 empty] | 2626 | 78750 | 1312.5 | 21.875 | 0.72134 | kW
[6 empty] | 2627 | 78780 | 1313 | 21.8833 | 0.7202 | kW
[6 empty] | 2628 | 78810 | 1313.5 | 21.8917 | 0.71907 | kW
[6 empty] | 2629 | 78840 | 1314 | 21.9 | 0.71793 | kW
[6 empty] | 2630 | 78870 | 1314.5 | 21.9083 | 0.7168 | kW
[6 empty] | 2631 | 78900 | 1315 | 21.9167 | 0.71566 | kW
[6 empty] | 2632 | 78930 | 1315.5 | 21.925 | 0.71453 | kW
[6 empty] | 2633 | 78960 | 1316 | 21.9333 | 0.71339 | kW
[6 empty] | 2634 | 78990 | 1316.5 | 21.9417 | 0.71226 | kW
[6 empty] | 2635 | 79020 | 1317 | 21.95 | 0.71112 | kW
[6 empty] | 2636 | 79050 | 1317.5 | 21.9583 | 0.70998 | kW
[6 empty] | 2637 | 79080 | 1318 | 21.9667 | 0.70885 | kW
[6 empty] | 2638 | 79110 | 1318.5 | 21.975 | 0.70771 | kW
[6 empty] | 2639 | 79140 | 1319 | 21.9833 | 0.7066 | kW
[6 empty] | 2640 | 79170 | 1319.5 | 21.9917 | 0.70549 | kW
[6 empty] | 2641 | 79200 | 1320 | 22 | 0.7044 | kW
[6 empty] | 2642 | 79230 | 1320.5 | 22.0083 | 0.70336 | kW
[6 empty] | 2643 | 79260 | 1321 | 22.0167 | 0.70234 | kW
[6 empty] | 2644 | 79290 | 1321.5 | 22.025 | 0.70133 | kW
[6 empty] | 2645 | 79320 | 1322 | 22.0333 | 0.70032 | kW
[6 empty] | 2646 | 79350 | 1322.5 | 22.0417 | 0.6993 | kW
[6 empty] | 2647 | 79380 | 1323 | 22.05 | 0.69829 | kW
[6 empty] | 2648 | 79410 | 1323.5 | 22.0583 | 0.69728 | kW
[6 empty] | 2649 | 79440 | 1324 | 22.0667 | 0.69627 | kW
[6 empty] | 2650 | 79470 | 1324.5 | 22.075 | 0.69526 | kW
[6 empty] | 2651 | 79500 | 1325 | 22.0833 | 0.69424 | kW
[6 empty] | 2652 | 79530 | 1325.5 | 22.0917 | 0.69323 | kW
[6 empty] | 2653 | 79560 | 1326 | 22.1 | 0.69222 | kW
[6 empty] | 2654 | 79590 | 1326.5 | 22.1083 | 0.69121 | kW
[6 empty] | 2655 | 79620 | 1327 | 22.1167 | 0.69019 | kW
[6 empty] | 2656 | 79650 | 1327.5 | 22.125 | 0.68918 | kW
[6 empty] | 2657 | 79680 | 1328 | 22.1333 | 0.68817 | kW
[6 empty] | 2658 | 79710 | 1328.5 | 22.1417 | 0.68716 | kW
[6 empty] | 2659 | 79740 | 1329 | 22.15 | 0.68614 | kW
[6 empty] | 2660 | 79770 | 1329.5 | 22.1583 | 0.68513 | kW
[6 empty] | 2661 | 79800 | 1330 | 22.1667 | 0.68412 | kW
[6 empty] | 2662 | 79830 | 1330.5 | 22.175 | 0.68311 | kW
[6 empty] | 2663 | 79860 | 1331 | 22.1833 | 0.68209 | kW
[6 empty] | 2664 | 79890 | 1331.5 | 22.1917 | 0.68108 | kW
[6 empty] | 2665 | 79920 | 1332 | 22.2 | 0.68007 | kW
[6 empty] | 2666 | 79950 | 1332.5 | 22.2083 | 0.67906 | kW
[6 empty] | 2667 | 79980 | 1333 | 22.2167 | 0.67804 | kW
[6 empty] | 2668 | 80010 | 1333.5 | 22.225 | 0.67703 | kW
[6 empty] | 2669 | 80040 | 1334 | 22.2333 | 0.67602 | kW
[6 empty] | 2670 | 80070 | 1334.5 | 22.2417 | 0.67501 | kW
[6 empty] | 2671 | 80100 | 1335 | 22.25 | 0.67399 | kW
[6 empty] | 2672 | 80130 | 1335.5 | 22.2583 | 0.67298 | kW
[6 empty] | 2673 | 80160 | 1336 | 22.2667 | 0.67197 | kW
[6 empty] | 2674 | 80190 | 1336.5 | 22.275 | 0.67096 | kW
[6 empty] | 2675 | 80220 | 1337 | 22.2833 | 0.66994 | kW
[6 empty] | 2676 | 80250 | 1337.5 | 22.2917 | 0.66893 | kW
[6 empty] | 2677 | 80280 | 1338 | 22.3 | 0.66792 | kW
[6 empty] | 2678 | 80310 | 1338.5 | 22.3083 | 0.66691 | kW
[6 empty] | 2679 | 80340 | 1339 | 22.3167 | 0.66589 | kW
[6 empty] | 2680 | 80370 | 1339.5 | 22.325 | 0.66488 | kW
[6 empty] | 2681 | 80400 | 1340 | 22.3333 | 0.66387 | kW
[6 empty] | 2682 | 80430 | 1340.5 | 22.3417 | 0.66286 | kW
[6 empty] | 2683 | 80460 | 1341 | 22.35 | 0.66184 | kW
[6 empty] | 2684 | 80490 | 1341.5 | 22.3583 | 0.66083 | kW
[6 empty] | 2685 | 80520 | 1342 | 22.3667 | 0.65982 | kW
[6 empty] | 2686 | 80550 | 1342.5 | 22.375 | 0.65881 | kW
[6 empty] | 2687 | 80580 | 1343 | 22.3833 | 0.65779 | kW
[6 empty] | 2688 | 80610 | 1343.5 | 22.3917 | 0.65678 | kW
[6 empty] | 2689 | 80640 | 1344 | 22.4 | 0.65577 | kW
[6 empty] | 2690 | 80670 | 1344.5 | 22.4083 | 0.65476 | kW
[6 empty] | 2691 | 80700 | 1345 | 22.4167 | 0.65374 | kW
[6 empty] | 2692 | 80730 | 1345.5 | 22.425 | 0.65273 | kW
[6 empty] | 2693 | 80760 | 1346 | 22.4333 | 0.65172 | kW
[6 empty] | 2694 | 80790 | 1346.5 | 22.4417 | 0.65071 | kW
[6 empty] | 2695 | 80820 | 1347 | 22.45 | 0.64969 | kW
[6 empty] | 2696 | 80850 | 1347.5 | 22.4583 | 0.64868 | kW
[6 empty] | 2697 | 80880 | 1348 | 22.4667 | 0.64767 | kW
[6 empty] | 2698 | 80910 | 1348.5 | 22.475 | 0.64666 | kW
[6 empty] | 2699 | 80940 | 1349 | 22.4833 | 0.64564 | kW
[6 empty] | 2700 | 80970 | 1349.5 | 22.4917 | 0.64463 | kW
[6 empty] | 2701 | 81000 | 1350 | 22.5 | 0.64362 | kW
[6 empty] | 2702 | 81030 | 1350.5 | 22.5083 | 0.64261 | kW
[6 empty] | 2703 | 81060 | 1351 | 22.5167 | 0.64159 | kW
[6 empty] | 2704 | 81090 | 1351.5 | 22.525 | 0.64058 | kW
[6 empty] | 2705 | 81120 | 1352 | 22.5333 | 0.63957 | kW
[6 empty] | 2706 | 81150 | 1352.5 | 22.5417 | 0.63856 | kW
[6 empty] | 2707 | 81180 | 1353 | 22.55 | 0.63754 | kW
[6 empty] | 2708 | 81210 | 1353.5 | 22.5583 | 0.63653 | kW
[6 empty] | 2709 | 81240 | 1354 | 22.5667 | 0.63552 | kW
[6 empty] | 2710 | 81270 | 1354.5 | 22.575 | 0.63451 | kW
[6 empty] | 2711 | 81300 | 1355 | 22.5833 | 0.63349 | kW
[6 empty] | 2712 | 81330 | 1355.5 | 22.5917 | 0.63248 | kW
[6 empty] | 2713 | 81360 | 1356 | 22.6 | 0.63147 | kW
[6 empty] | 2714 | 81390 | 1356.5 | 22.6083 | 0.63046 | kW
[6 empty] | 2715 | 81420 | 1357 | 22.6167 | 0.62944 | kW
[6 empty] | 2716 | 81450 | 1357.5 | 22.625 | 0.62843 | kW
[6 empty] | 2717 | 81480 | 1358 | 22.6333 | 0.62742 | kW
[6 empty] | 2718 | 81510 | 1358.5 | 22.6417 | 0.62641 | kW
[6 empty] | 2719 | 81540 | 1359 | 22.65 | 0.62539 | kW
[6 empty] | 2720 | 81570 | 1359.5 | 22.6583 | 0.62438 | kW
[6 empty] | 2721 | 81600 | 1360 | 22.6667 | 0.62337 | kW
[6 empty] | 2722 | 81630 | 1360.5 | 22.675 | 0.62236 | kW
[6 empty] | 2723 | 81660 | 1361 | 22.6833 | 0.62134 | kW
[6 empty] | 2724 | 81690 | 1361.5 | 22.6917 | 0.62033 | kW
[6 empty] | 2725 | 81720 | 1362 | 22.7 | 0.61932 | kW
[6 empty] | 2726 | 81750 | 1362.5 | 22.7083 | 0.61831 | kW
[6 empty] | 2727 | 81780 | 1363 | 22.7167 | 0.61729 | kW
[6 empty] | 2728 | 81810 | 1363.5 | 22.725 | 0.61628 | kW
[6 empty] | 2729 | 81840 | 1364 | 22.7333 | 0.61527 | kW
[6 empty] | 2730 | 81870 | 1364.5 | 22.7417 | 0.61426 | kW
[6 empty] | 2731 | 81900 | 1365 | 22.75 | 0.61324 | kW
[6 empty] | 2732 | 81930 | 1365.5 | 22.7583 | 0.61223 | kW
[6 empty] | 2733 | 81960 | 1366 | 22.7667 | 0.61122 | kW
[6 empty] | 2734 | 81990 | 1366.5 | 22.775 | 0.61021 | kW
[6 empty] | 2735 | 82020 | 1367 | 22.7833 | 0.60919 | kW
[6 empty] | 2736 | 82050 | 1367.5 | 22.7917 | 0.60818 | kW
[6 empty] | 2737 | 82080 | 1368 | 22.8 | 0.60717 | kW
[6 empty] | 2738 | 82110 | 1368.5 | 22.8083 | 0.60616 | kW
[6 empty] | 2739 | 82140 | 1369 | 22.8167 | 0.60514 | kW
[6 empty] | 2740 | 82170 | 1369.5 | 22.825 | 0.60413 | kW
[6 empty] | 2741 | 82200 | 1370 | 22.8333 | 0.60312 | kW
[6 empty] | 2742 | 82230 | 1370.5 | 22.8417 | 0.60211 | kW
[6 empty] | 2743 | 82260 | 1371 | 22.85 | 0.60109 | kW
[6 empty] | 2744 | 82290 | 1371.5 | 22.8583 | 0.60008 | kW
[6 empty] | 2745 | 82320 | 1372 | 22.8667 | 0.59907 | kW
[6 empty] | 2746 | 82350 | 1372.5 | 22.875 | 0.59806 | kW
[6 empty] | 2747 | 82380 | 1373 | 22.8833 | 0.59704 | kW
[6 empty] | 2748 | 82410 | 1373.5 | 22.8917 | 0.59603 | kW
[6 empty] | 2749 | 82440 | 1374 | 22.9 | 0.59502 | kW
[6 empty] | 2750 | 82470 | 1374.5 | 22.9083 | 0.59398 | kW
[6 empty] | 2751 | 82500 | 1375 | 22.9167 | 0.59295 | kW
[6 empty] | 2752 | 82530 | 1375.5 | 22.925 | 0.59193 | kW
[6 empty] | 2753 | 82560 | 1376 | 22.9333 | 0.59091 | kW
[6 empty] | 2754 | 82590 | 1376.5 | 22.9417 | 0.58989 | kW
[6 empty] | 2755 | 82620 | 1377 | 22.95 | 0.58887 | kW
[6 empty] | 2756 | 82650 | 1377.5 | 22.9583 | 0.58784 | kW
[6 empty] | 2757 | 82680 | 1378 | 22.9667 | 0.58682 | kW
[6 empty] | 2758 | 82710 | 1378.5 | 22.975 | 0.58579 | kW
[6 empty] | 2759 | 82740 | 1379 | 22.9833 | 0.58477 | kW
[6 empty] | 2760 | 82770 | 1379.5 | 22.9917 | 0.58374 | kW
[6 empty] | 2761 | 82800 | 1380 | 23 | 0.58269 | kW
[6 empty] | 2762 | 82830 | 1380.5 | 23.0083 | 0.58148 | kW
[6 empty] | 2763 | 82860 | 1381 | 23.0167 | 0.58022 | kW
[6 empty] | 2764 | 82890 | 1381.5 | 23.025 | 0.57896 | kW
[6 empty] | 2765 | 82920 | 1382 | 23.0333 | 0.5777 | kW
[6 empty] | 2766 | 82950 | 1382.5 | 23.0417 | 0.57644 | kW
[6 empty] | 2767 | 82980 | 1383 | 23.05 | 0.57518 | kW
[6 empty] | 2768 | 83010 | 1383.5 | 23.0583 | 0.57391 | kW
[6 empty] | 2769 | 83040 | 1384 | 23.0667 | 0.57265 | kW
[6 empty] | 2770 | 83070 | 1384.5 | 23.075 | 0.57139 | kW
[6 empty] | 2771 | 83100 | 1385 | 23.0833 | 0.57013 | kW
[6 empty] | 2772 | 83130 | 1385.5 | 23.0917 | 0.56887 | kW
[6 empty] | 2773 | 83160 | 1386 | 23.1 | 0.56761 | kW
[6 empty] | 2774 | 83190 | 1386.5 | 23.1083 | 0.56635 | kW
[6 empty] | 2775 | 83220 | 1387 | 23.1167 | 0.56508 | kW
[6 empty] | 2776 | 83250 | 1387.5 | 23.125 | 0.56382 | kW
[6 empty] | 2777 | 83280 | 1388 | 23.1333 | 0.56256 | kW
[6 empty] | 2778 | 83310 | 1388.5 | 23.1417 | 0.5613 | kW
[6 empty] | 2779 | 83340 | 1389 | 23.15 | 0.56004 | kW
[6 empty] | 2780 | 83370 | 1389.5 | 23.1583 | 0.55878 | kW
[6 empty] | 2781 | 83400 | 1390 | 23.1667 | 0.55752 | kW
[6 empty] | 2782 | 83430 | 1390.5 | 23.175 | 0.55625 | kW
[6 empty] | 2783 | 83460 | 1391 | 23.1833 | 0.55499 | kW
[6 empty] | 2784 | 83490 | 1391.5 | 23.1917 | 0.55373 | kW
[6 empty] | 2785 | 83520 | 1392 | 23.2 | 0.55247 | kW
[6 empty] | 2786 | 83550 | 1392.5 | 23.2083 | 0.55121 | kW
[6 empty] | 2787 | 83580 | 1393 | 23.2167 | 0.54995 | kW
[6 empty] | 2788 | 83610 | 1393.5 | 23.225 | 0.54868 | kW
[6 empty] | 2789 | 83640 | 1394 | 23.2333 | 0.54742 | kW
[6 empty] | 2790 | 83670 | 1394.5 | 23.2417 | 0.54616 | kW
[6 empty] | 2791 | 83700 | 1395 | 23.25 | 0.5449 | kW
[6 empty] | 2792 | 83730 | 1395.5 | 23.2583 | 0.54364 | kW
[6 empty] | 2793 | 83760 | 1396 | 23.2667 | 0.54238 | kW
[6 empty] | 2794 | 83790 | 1396.5 | 23.275 | 0.54112 | kW
[6 empty] | 2795 | 83820 | 1397 | 23.2833 | 0.53985 | kW
[6 empty] | 2796 | 83850 | 1397.5 | 23.2917 | 0.53859 | kW
[6 empty] | 2797 | 83880 | 1398 | 23.3 | 0.53733 | kW
[6 empty] | 2798 | 83910 | 1398.5 | 23.3083 | 0.53607 | kW
[6 empty] | 2799 | 83940 | 1399 | 23.3167 | 0.53481 | kW
[6 empty] | 2800 | 83970 | 1399.5 | 23.325 | 0.53355 | kW
[6 empty] | 2801 | 84000 | 1400 | 23.3333 | 0.53229 | kW
[6 empty] | 2802 | 84030 | 1400.5 | 23.3417 | 0.53102 | kW
[6 empty] | 2803 | 84060 | 1401 | 23.35 | 0.52976 | kW
[6 empty] | 2804 | 84090 | 1401.5 | 23.3583 | 0.5285 | kW
[6 empty] | 2805 | 84120 | 1402 | 23.3667 | 0.52724 | kW
[6 empty] | 2806 | 84150 | 1402.5 | 23.375 | 0.52598 | kW
[6 empty] | 2807 | 84180 | 1403 | 23.3833 | 0.52472 | kW
[6 empty] | 2808 | 84210 | 1403.5 | 23.3917 | 0.52346 | kW
[6 empty] | 2809 | 84240 | 1404 | 23.4 | 0.52219 | kW
[6 empty] | 2810 | 84270 | 1404.5 | 23.4083 | 0.52093 | kW
[6 empty] | 2811 | 84300 | 1405 | 23.4167 | 0.51967 | kW
[6 empty] | 2812 | 84330 | 1405.5 | 23.425 | 0.51841 | kW
[6 empty] | 2813 | 84360 | 1406 | 23.4333 | 0.51715 | kW
[6 empty] | 2814 | 84390 | 1406.5 | 23.4417 | 0.51589 | kW
[6 empty] | 2815 | 84420 | 1407 | 23.45 | 0.51463 | kW
[6 empty] | 2816 | 84450 | 1407.5 | 23.4583 | 0.51336 | kW
[6 empty] | 2817 | 84480 | 1408 | 23.4667 | 0.5121 | kW
[6 empty] | 2818 | 84510 | 1408.5 | 23.475 | 0.51084 | kW
[6 empty] | 2819 | 84540 | 1409 | 23.4833 | 0.50958 | kW
[6 empty] | 2820 | 84570 | 1409.5 | 23.4917 | 0.50832 | kW
[6 empty] | 2821 | 84600 | 1410 | 23.5 | 0.50706 | kW
[6 empty] | 2822 | 84630 | 1410.5 | 23.5083 | 0.5058 | kW
[6 empty] | 2823 | 84660 | 1411 | 23.5167 | 0.50453 | kW
[6 empty] | 2824 | 84690 | 1411.5 | 23.525 | 0.50327 | kW
[6 empty] | 2825 | 84720 | 1412 | 23.5333 | 0.50201 | kW
[6 empty] | 2826 | 84750 | 1412.5 | 23.5417 | 0.50075 | kW
[6 empty] | 2827 | 84780 | 1413 | 23.55 | 0.49949 | kW
[6 empty] | 2828 | 84810 | 1413.5 | 23.5583 | 0.49823 | kW
[6 empty] | 2829 | 84840 | 1414 | 23.5667 | 0.49697 | kW
[6 empty] | 2830 | 84870 | 1414.5 | 23.575 | 0.4957 | kW
[6 empty] | 2831 | 84900 | 1415 | 23.5833 | 0.49444 | kW
[6 empty] | 2832 | 84930 | 1415.5 | 23.5917 | 0.49318 | kW
[6 empty] | 2833 | 84960 | 1416 | 23.6 | 0.49192 | kW
[6 empty] | 2834 | 84990 | 1416.5 | 23.6083 | 0.49066 | kW
[6 empty] | 2835 | 85020 | 1417 | 23.6167 | 0.4894 | kW
[6 empty] | 2836 | 85050 | 1417.5 | 23.625 | 0.48813 | kW
[6 empty] | 2837 | 85080 | 1418 | 23.6333 | 0.48687 | kW
[6 empty] | 2838 | 85110 | 1418.5 | 23.6417 | 0.48561 | kW
[6 empty] | 2839 | 85140 | 1419 | 23.65 | 0.48435 | kW
[6 empty] | 2840 | 85170 | 1419.5 | 23.6583 | 0.48309 | kW
[6 empty] | 2841 | 85200 | 1420 | 23.6667 | 0.48183 | kW
[6 empty] | 2842 | 85230 | 1420.5 | 23.675 | 0.48057 | kW
[6 empty] | 2843 | 85260 | 1421 | 23.6833 | 0.4793 | kW
[6 empty] | 2844 | 85290 | 1421.5 | 23.6917 | 0.47804 | kW
[6 empty] | 2845 | 85320 | 1422 | 23.7 | 0.47678 | kW
[6 empty] | 2846 | 85350 | 1422.5 | 23.7083 | 0.47552 | kW
[6 empty] | 2847 | 85380 | 1423 | 23.7167 | 0.47426 | kW
[6 empty] | 2848 | 85410 | 1423.5 | 23.725 | 0.473 | kW
[6 empty] | 2849 | 85440 | 1424 | 23.7333 | 0.47174 | kW
[6 empty] | 2850 | 85470 | 1424.5 | 23.7417 | 0.47047 | kW
[6 empty] | 2851 | 85500 | 1425 | 23.75 | 0.46921 | kW
[6 empty] | 2852 | 85530 | 1425.5 | 23.7583 | 0.46795 | kW
[6 empty] | 2853 | 85560 | 1426 | 23.7667 | 0.46669 | kW
[6 empty] | 2854 | 85590 | 1426.5 | 23.775 | 0.46543 | kW
[6 empty] | 2855 | 85620 | 1427 | 23.7833 | 0.46417 | kW
[6 empty] | 2856 | 85650 | 1427.5 | 23.7917 | 0.46291 | kW
[6 empty] | 2857 | 85680 | 1428 | 23.8 | 0.46164 | kW
[6 empty] | 2858 | 85710 | 1428.5 | 23.8083 | 0.46038 | kW
[6 empty] | 2859 | 85740 | 1429 | 23.8167 | 0.45912 | kW
[6 empty] | 2860 | 85770 | 1429.5 | 23.825 | 0.45786 | kW
[6 empty] | 2861 | 85800 | 1430 | 23.8333 | 0.4566 | kW
[6 empty] | 2862 | 85830 | 1430.5 | 23.8417 | 0.45534 | kW
[6 empty] | 2863 | 85860 | 1431 | 23.85 | 0.45408 | kW
[6 empty] | 2864 | 85890 | 1431.5 | 23.8583 | 0.45281 | kW
[6 empty] | 2865 | 85920 | 1432 | 23.8667 | 0.45155 | kW
[6 empty] | 2866 | 85950 | 1432.5 | 23.875 | 0.45029 | kW
[6 empty] | 2867 | 85980 | 1433 | 23.8833 | 0.44903 | kW
[6 empty] | 2868 | 86010 | 1433.5 | 23.8917 | 0.44777 | kW
[6 empty] | 2869 | 86040 | 1434 | 23.9 | 0.44651 | kW
[6 empty] | 2870 | 86070 | 1434.5 | 23.9083 | 0.44525 | kW
[6 empty] | 2871 | 86100 | 1435 | 23.9167 | 0.44398 | kW
[6 empty] | 2872 | 86130 | 1435.5 | 23.925 | 0.44272 | kW
[6 empty] | 2873 | 86160 | 1436 | 23.9333 | 0.44146 | kW
[6 empty] | 2874 | 86190 | 1436.5 | 23.9417 | 0.4402 | kW
[6 empty] | 2875 | 86220 | 1437 | 23.95 | 0.43894 | kW
[6 empty] | 2876 | 86250 | 1437.5 | 23.9583 | 0.43768 | kW
[6 empty] | 2877 | 86280 | 1438 | 23.9667 | 0.43642 | kW
[6 empty] | 2878 | 86310 | 1438.5 | 23.975 | 0.43515 | kW
[6 empty] | 2879 | 86340 | 1439 | 23.9833 | 0.43389 | kW
[6 empty] | 2880 | 86370 | 1439.5 | 23.9917 | 0.43263 | kW

## SF2_DEMND_heat
step / index | time [s] | time [min] | time [h] | SF2_DEMND_heat |  | step / index | time [s] | time [min] | time [h] | SF2_DEMND_heat
0 | NaN | NaN | NaN | 0 |  | 0 | NaN | NaN | NaN | 0
1 | 0 | 0 | 0 | 11.1592 | kW | 1 | 0 | 0 | 0 | 10.4709 | kW
2 | 900 | 15 | 0.25 | 12.1374 | kW | 2 | 30 | 0.5 | 0.0083333 | 10.5271 | kW | 8.4917
3 | 1800 | 30 | 0.5 | 12.6456 | kW | 3 | 60 | 1 | 0.016667 | 10.5823 | kW | 13.9213
4 | 2700 | 45 | 0.75 | 12.8866 | kW | 4 | 90 | 1.5 | 0.025 | 10.6365 | kW
5 | 3600 | 60 | 1 | 12.9917 | kW | 5 | 120 | 2 | 0.033333 | 10.6896 | kW
6 | 4500 | 75 | 1.25 | 13.0662 | kW | 6 | 150 | 2.5 | 0.041667 | 10.7418 | kW
7 | 5400 | 90 | 1.5 | 13.1353 | kW | 7 | 180 | 3 | 0.05 | 10.793 | kW
8 | 6300 | 105 | 1.75 | 13.2029 | kW | 8 | 210 | 3.5 | 0.058333 | 10.8432 | kW
9 | 7200 | 120 | 2 | 13.269 | kW | 9 | 240 | 4 | 0.066667 | 10.8926 | kW
10 | 8100 | 135 | 2.25 | 13.3279 | kW | 10 | 270 | 4.5 | 0.075 | 10.941 | kW
11 | 9000 | 150 | 2.5 | 13.3819 | kW | 11 | 300 | 5 | 0.083333 | 10.9884 | kW
12 | 9900 | 165 | 2.75 | 13.4334 | kW | 12 | 330 | 5.5 | 0.091667 | 11.035 | kW
13 | 10800 | 180 | 3 | 13.4828 | kW | 13 | 360 | 6 | 0.1 | 11.0806 | kW
14 | 11700 | 195 | 3.25 | 13.5291 | kW | 14 | 390 | 6.5 | 0.10833 | 11.1254 | kW
15 | 12600 | 210 | 3.5 | 13.5729 | kW | 15 | 420 | 7 | 0.11667 | 11.1693 | kW
16 | 13500 | 225 | 3.75 | 13.6155 | kW | 16 | 450 | 7.5 | 0.125 | 11.2124 | kW
17 | 14400 | 240 | 4 | 13.6568 | kW | 17 | 480 | 8 | 0.13333 | 11.2546 | kW
18 | 15300 | 255 | 4.25 | 13.6963 | kW | 18 | 510 | 8.5 | 0.14167 | 11.296 | kW
19 | 16200 | 270 | 4.5 | 13.7347 | kW | 19 | 540 | 9 | 0.15 | 11.3365 | kW
20 | 17100 | 285 | 4.75 | 13.7723 | kW | 20 | 570 | 9.5 | 0.15833 | 11.3763 | kW
21 | 18000 | 300 | 5 | 13.8081 | kW | 21 | 600 | 10 | 0.16667 | 11.4153 | kW
22 | 18900 | 315 | 5.25 | 13.8378 | kW | 22 | 630 | 10.5 | 0.175 | 11.4535 | kW
23 | 19800 | 330 | 5.5 | 13.8643 | kW | 23 | 660 | 11 | 0.18333 | 11.4909 | kW
24 | 20700 | 345 | 5.75 | 13.8887 | kW | 24 | 690 | 11.5 | 0.19167 | 11.5276 | kW
25 | 21600 | 360 | 6 | 13.9086 | kW | 25 | 720 | 12 | 0.2 | 11.5635 | kW
26 | 22500 | 375 | 6.25 | 13.9186 | kW | 26 | 750 | 12.5 | 0.20833 | 11.5987 | kW
27 | 23400 | 390 | 6.5 | 13.921 | kW | 27 | 780 | 13 | 0.21667 | 11.6333 | kW
28 | 24300 | 405 | 6.75 | 13.9182 | kW | 28 | 810 | 13.5 | 0.225 | 11.6671 | kW
29 | 25200 | 420 | 7 | 13.9114 | kW | 29 | 840 | 14 | 0.23333 | 11.7002 | kW
30 | 26100 | 435 | 7.25 | 13.9002 | kW | 30 | 870 | 14.5 | 0.24167 | 11.7326 | kW
31 | 27000 | 450 | 7.5 | 13.8855 | kW | 31 | 900 | 15 | 0.25 | 11.7644 | kW
32 | 27900 | 465 | 7.75 | 13.8684 | kW | 32 | 930 | 15.5 | 0.25833 | 11.7954 | kW
33 | 28800 | 480 | 8 | 13.8435 | kW | 33 | 960 | 16 | 0.26667 | 11.8259 | kW
34 | 29700 | 495 | 8.25 | 13.7784 | kW | 34 | 990 | 16.5 | 0.275 | 11.8557 | kW
35 | 30600 | 510 | 8.5 | 13.6965 | kW | 35 | 1020 | 17 | 0.28333 | 11.8849 | kW
36 | 31500 | 525 | 8.75 | 13.6043 | kW | 36 | 1050 | 17.5 | 0.29167 | 11.9135 | kW
37 | 32400 | 540 | 9 | 13.5008 | kW | 37 | 1080 | 18 | 0.3 | 11.9415 | kW
38 | 33300 | 555 | 9.25 | 13.3869 | kW | 38 | 1110 | 18.5 | 0.30833 | 11.9689 | kW
39 | 34200 | 570 | 9.5 | 13.2615 | kW | 39 | 1140 | 19 | 0.31667 | 11.9957 | kW
40 | 35100 | 585 | 9.75 | 13.125 | kW | 40 | 1170 | 19.5 | 0.325 | 12.0219 | kW
41 | 36000 | 600 | 10 | 12.9684 | kW | 41 | 1200 | 20 | 0.33333 | 12.0476 | kW
42 | 36900 | 615 | 10.25 | 12.801 | kW | 42 | 1230 | 20.5 | 0.34167 | 12.0727 | kW
43 | 37800 | 630 | 10.5 | 12.6136 | kW | 43 | 1260 | 21 | 0.35 | 12.0973 | kW
44 | 38700 | 645 | 10.75 | 12.4102 | kW | 44 | 1290 | 21.5 | 0.35833 | 12.1213 | kW
45 | 39600 | 660 | 11 | 12.1862 | kW | 45 | 1320 | 22 | 0.36667 | 12.1448 | kW
46 | 40500 | 675 | 11.25 | 11.9574 | kW | 46 | 1350 | 22.5 | 0.375 | 12.1678 | kW
47 | 41400 | 690 | 11.5 | 11.7144 | kW | 47 | 1380 | 23 | 0.38333 | 12.1903 | kW
48 | 42300 | 705 | 11.75 | 11.4601 | kW | 48 | 1410 | 23.5 | 0.39167 | 12.2124 | kW
49 | 43200 | 720 | 12 | 11.1964 | kW | 49 | 1440 | 24 | 0.4 | 12.2339 | kW
50 | 44100 | 735 | 12.25 | 10.9175 | kW | 50 | 1470 | 24.5 | 0.40833 | 12.255 | kW
51 | 45000 | 750 | 12.5 | 10.623 | kW | 51 | 1500 | 25 | 0.41667 | 12.2756 | kW
52 | 45900 | 765 | 12.75 | 10.3097 | kW | 52 | 1530 | 25.5 | 0.425 | 12.2957 | kW
53 | 46800 | 780 | 13 | 9.9888 | kW | 53 | 1560 | 26 | 0.43333 | 12.3154 | kW
54 | 47700 | 795 | 13.25 | 9.6848 | kW | 54 | 1590 | 26.5 | 0.44167 | 12.3347 | kW
55 | 48600 | 810 | 13.5 | 9.4011 | kW | 55 | 1620 | 27 | 0.45 | 12.3535 | kW
56 | 49500 | 825 | 13.75 | 9.1358 | kW | 56 | 1650 | 27.5 | 0.45833 | 12.3719 | kW
57 | 50400 | 840 | 14 | 8.8977 | kW | 57 | 1680 | 28 | 0.46667 | 12.3899 | kW
58 | 51300 | 855 | 14.25 | 8.7196 | kW | 58 | 1710 | 28.5 | 0.475 | 12.4074 | kW
59 | 52200 | 870 | 14.5 | 8.5955 | kW | 59 | 1740 | 29 | 0.48333 | 12.4246 | kW
60 | 53100 | 885 | 14.75 | 8.5202 | kW | 60 | 1770 | 29.5 | 0.49167 | 12.4414 | kW
61 | 54000 | 900 | 15 | 8.4951 | kW | 61 | 1800 | 30 | 0.5 | 12.4578 | kW
62 | 54900 | 915 | 15.25 | 8.5289 | kW | 62 | 1830 | 30.5 | 0.50833 | 12.4738 | kW
63 | 55800 | 930 | 15.5 | 8.6125 | kW | 63 | 1860 | 31 | 0.51667 | 12.4894 | kW
64 | 56700 | 945 | 15.75 | 8.7311 | kW | 64 | 1890 | 31.5 | 0.525 | 12.5047 | kW
65 | 57600 | 960 | 16 | 8.8786 | kW | 65 | 1920 | 32 | 0.53333 | 12.5196 | kW
66 | 58500 | 975 | 16.25 | 9.0651 | kW | 66 | 1950 | 32.5 | 0.54167 | 12.5342 | kW
67 | 59400 | 990 | 16.5 | 9.3701 | kW | 67 | 1980 | 33 | 0.55 | 12.5484 | kW
68 | 60300 | 1005 | 16.75 | 9.8527 | kW | 68 | 2010 | 33.5 | 0.55833 | 12.5623 | kW
69 | 61200 | 1020 | 17 | 10.188 | kW | 69 | 2040 | 34 | 0.56667 | 12.5758 | kW
70 | 62100 | 1035 | 17.25 | 10.4086 | kW | 70 | 2070 | 34.5 | 0.575 | 12.5891 | kW
71 | 63000 | 1050 | 17.5 | 10.5586 | kW | 71 | 2100 | 35 | 0.58333 | 12.602 | kW
72 | 63900 | 1065 | 17.75 | 10.6667 | kW | 72 | 2130 | 35.5 | 0.59167 | 12.6146 | kW
73 | 64800 | 1080 | 18 | 10.7453 | kW | 73 | 2160 | 36 | 0.6 | 12.6269 | kW
74 | 65700 | 1095 | 18.25 | 10.787 | kW | 74 | 2190 | 36.5 | 0.60833 | 12.6389 | kW
75 | 66600 | 1110 | 18.5 | 10.8009 | kW | 75 | 2220 | 37 | 0.61667 | 12.6506 | kW
76 | 67500 | 1125 | 18.75 | 10.7958 | kW | 76 | 2250 | 37.5 | 0.625 | 12.662 | kW
77 | 68400 | 1140 | 19 | 10.7766 | kW | 77 | 2280 | 38 | 0.63333 | 12.6731 | kW
78 | 69300 | 1155 | 19.25 | 10.7461 | kW | 78 | 2310 | 38.5 | 0.64167 | 12.6842 | kW
79 | 70200 | 1170 | 19.5 | 10.7064 | kW | 79 | 2340 | 39 | 0.65 | 12.6946 | kW
80 | 71100 | 1185 | 19.75 | 10.6588 | kW | 80 | 2370 | 39.5 | 0.65833 | 12.7048 | kW
81 | 72000 | 1200 | 20 | 10.6138 | kW | 81 | 2400 | 40 | 0.66667 | 12.7149 | kW
82 | 72900 | 1215 | 20.25 | 10.6028 | kW | 82 | 2430 | 40.5 | 0.675 | 12.7247 | kW
83 | 73800 | 1230 | 20.5 | 10.6197 | kW | 83 | 2460 | 41 | 0.68333 | 12.7343 | kW
84 | 74700 | 1245 | 20.75 | 10.656 | kW | 84 | 2490 | 41.5 | 0.69167 | 12.7436 | kW
85 | 75600 | 1260 | 21 | 10.7107 | kW | 85 | 2520 | 42 | 0.7 | 12.7527 | kW
86 | 76500 | 1275 | 21.25 | 10.7937 | kW | 86 | 2550 | 42.5 | 0.70833 | 12.7615 | kW
87 | 77400 | 1290 | 21.5 | 10.8989 | kW | 87 | 2580 | 43 | 0.71667 | 12.7701 | kW
88 | 78300 | 1305 | 21.75 | 11.0202 | kW | 88 | 2610 | 43.5 | 0.725 | 12.7785 | kW
89 | 79200 | 1320 | 22 | 11.1535 | kW | 89 | 2640 | 44 | 0.73333 | 12.7866 | kW
90 | 80100 | 1335 | 22.25 | 11.291 | kW | 90 | 2670 | 44.5 | 0.74167 | 12.7946 | kW
91 | 81000 | 1350 | 22.5 | 11.4311 | kW | 91 | 2700 | 45 | 0.75 | 12.8023 | kW
92 | 81900 | 1365 | 22.75 | 11.5731 | kW | 92 | 2730 | 45.5 | 0.75833 | 12.8098 | kW
93 | 82800 | 1380 | 23 | 11.718 | kW | 93 | 2760 | 46 | 0.76667 | 12.8171 | kW
94 | 83700 | 1395 | 23.25 | 11.8558 | kW | 94 | 2790 | 46.5 | 0.775 | 12.8242 | kW
95 | 84600 | 1410 | 23.5 | 11.9929 | kW | 95 | 2820 | 47 | 0.78333 | 12.8311 | kW
96 | 85500 | 1425 | 23.75 | 12.1284 | kW | 96 | 2850 | 47.5 | 0.79167 | 12.8378 | kW
[6 empty] | 97 | 2880 | 48 | 0.8 | 12.8443 | kW
[6 empty] | 98 | 2910 | 48.5 | 0.80833 | 12.8506 | kW
[6 empty] | 99 | 2940 | 49 | 0.81667 | 12.8568 | kW
[6 empty] | 100 | 2970 | 49.5 | 0.825 | 12.8627 | kW
[6 empty] | 101 | 3000 | 50 | 0.83333 | 12.8685 | kW
[6 empty] | 102 | 3030 | 50.5 | 0.84167 | 12.8741 | kW
[6 empty] | 103 | 3060 | 51 | 0.85 | 12.8796 | kW
[6 empty] | 104 | 3090 | 51.5 | 0.85833 | 12.8849 | kW
[6 empty] | 105 | 3120 | 52 | 0.86667 | 12.89 | kW
[6 empty] | 106 | 3150 | 52.5 | 0.875 | 12.895 | kW
[6 empty] | 107 | 3180 | 53 | 0.88333 | 12.8998 | kW
[6 empty] | 108 | 3210 | 53.5 | 0.89167 | 12.9044 | kW
[6 empty] | 109 | 3240 | 54 | 0.9 | 12.9089 | kW
[6 empty] | 110 | 3270 | 54.5 | 0.90833 | 12.9133 | kW
[6 empty] | 111 | 3300 | 55 | 0.91667 | 12.9175 | kW
[6 empty] | 112 | 3330 | 55.5 | 0.925 | 12.9216 | kW
[6 empty] | 113 | 3360 | 56 | 0.93333 | 12.9255 | kW
[6 empty] | 114 | 3390 | 56.5 | 0.94167 | 12.9293 | kW
[6 empty] | 115 | 3420 | 57 | 0.95 | 12.933 | kW
[6 empty] | 116 | 3450 | 57.5 | 0.95833 | 12.9365 | kW
[6 empty] | 117 | 3480 | 58 | 0.96667 | 12.9399 | kW
[6 empty] | 118 | 3510 | 58.5 | 0.975 | 12.9432 | kW
[6 empty] | 119 | 3540 | 59 | 0.98333 | 12.9464 | kW
[6 empty] | 120 | 3570 | 59.5 | 0.99167 | 12.9494 | kW
[6 empty] | 121 | 3600 | 60 | 1 | 12.9524 | kW
[6 empty] | 122 | 3630 | 60.5 | 1.0083 | 12.9552 | kW
[6 empty] | 123 | 3660 | 61 | 1.0167 | 12.9581 | kW
[6 empty] | 124 | 3690 | 61.5 | 1.025 | 12.9609 | kW
[6 empty] | 125 | 3720 | 62 | 1.0333 | 12.9637 | kW
[6 empty] | 126 | 3750 | 62.5 | 1.0417 | 12.9665 | kW
[6 empty] | 127 | 3780 | 63 | 1.05 | 12.9693 | kW
[6 empty] | 128 | 3810 | 63.5 | 1.0583 | 12.972 | kW
[6 empty] | 129 | 3840 | 64 | 1.0667 | 12.9748 | kW
[6 empty] | 130 | 3870 | 64.5 | 1.075 | 12.9775 | kW
[6 empty] | 131 | 3900 | 65 | 1.0833 | 12.9802 | kW
[6 empty] | 132 | 3930 | 65.5 | 1.0917 | 12.9829 | kW
[6 empty] | 133 | 3960 | 66 | 1.1 | 12.9856 | kW
[6 empty] | 134 | 3990 | 66.5 | 1.1083 | 12.9882 | kW
[6 empty] | 135 | 4020 | 67 | 1.1167 | 12.9909 | kW
[6 empty] | 136 | 4050 | 67.5 | 1.125 | 12.9935 | kW
[6 empty] | 137 | 4080 | 68 | 1.1333 | 12.9961 | kW
[6 empty] | 138 | 4110 | 68.5 | 1.1417 | 12.9987 | kW
[6 empty] | 139 | 4140 | 69 | 1.15 | 13.0013 | kW
[6 empty] | 140 | 4170 | 69.5 | 1.1583 | 13.0039 | kW
[6 empty] | 141 | 4200 | 70 | 1.1667 | 13.0065 | kW
[6 empty] | 142 | 4230 | 70.5 | 1.175 | 13.009 | kW
[6 empty] | 143 | 4260 | 71 | 1.1833 | 13.0116 | kW
[6 empty] | 144 | 4290 | 71.5 | 1.1917 | 13.0141 | kW
[6 empty] | 145 | 4320 | 72 | 1.2 | 13.0166 | kW
[6 empty] | 146 | 4350 | 72.5 | 1.2083 | 13.0191 | kW
[6 empty] | 147 | 4380 | 73 | 1.2167 | 13.0216 | kW
[6 empty] | 148 | 4410 | 73.5 | 1.225 | 13.0241 | kW
[6 empty] | 149 | 4440 | 74 | 1.2333 | 13.0266 | kW
[6 empty] | 150 | 4470 | 74.5 | 1.2417 | 13.0291 | kW
[6 empty] | 151 | 4500 | 75 | 1.25 | 13.0315 | kW
[6 empty] | 152 | 4530 | 75.5 | 1.2583 | 13.034 | kW
[6 empty] | 153 | 4560 | 76 | 1.2667 | 13.0364 | kW
[6 empty] | 154 | 4590 | 76.5 | 1.275 | 13.0389 | kW
[6 empty] | 155 | 4620 | 77 | 1.2833 | 13.0413 | kW
[6 empty] | 156 | 4650 | 77.5 | 1.2917 | 13.0437 | kW
[6 empty] | 157 | 4680 | 78 | 1.3 | 13.0461 | kW
[6 empty] | 158 | 4710 | 78.5 | 1.3083 | 13.0485 | kW
[6 empty] | 159 | 4740 | 79 | 1.3167 | 13.0509 | kW
[6 empty] | 160 | 4770 | 79.5 | 1.325 | 13.0533 | kW
[6 empty] | 161 | 4800 | 80 | 1.3333 | 13.0557 | kW
[6 empty] | 162 | 4830 | 80.5 | 1.3417 | 13.0581 | kW
[6 empty] | 163 | 4860 | 81 | 1.35 | 13.0605 | kW
[6 empty] | 164 | 4890 | 81.5 | 1.3583 | 13.0628 | kW
[6 empty] | 165 | 4920 | 82 | 1.3667 | 13.0652 | kW
[6 empty] | 166 | 4950 | 82.5 | 1.375 | 13.0675 | kW
[6 empty] | 167 | 4980 | 83 | 1.3833 | 13.0699 | kW
[6 empty] | 168 | 5010 | 83.5 | 1.3917 | 13.0722 | kW
[6 empty] | 169 | 5040 | 84 | 1.4 | 13.0746 | kW
[6 empty] | 170 | 5070 | 84.5 | 1.4083 | 13.0769 | kW
[6 empty] | 171 | 5100 | 85 | 1.4167 | 13.0792 | kW
[6 empty] | 172 | 5130 | 85.5 | 1.425 | 13.0816 | kW
[6 empty] | 173 | 5160 | 86 | 1.4333 | 13.0839 | kW
[6 empty] | 174 | 5190 | 86.5 | 1.4417 | 13.0862 | kW
[6 empty] | 175 | 5220 | 87 | 1.45 | 13.0885 | kW
[6 empty] | 176 | 5250 | 87.5 | 1.4583 | 13.0908 | kW
[6 empty] | 177 | 5280 | 88 | 1.4667 | 13.0931 | kW
[6 empty] | 178 | 5310 | 88.5 | 1.475 | 13.0954 | kW
[6 empty] | 179 | 5340 | 89 | 1.4833 | 13.0977 | kW
[6 empty] | 180 | 5370 | 89.5 | 1.4917 | 13.1 | kW
[6 empty] | 181 | 5400 | 90 | 1.5 | 13.1023 | kW
[6 empty] | 182 | 5430 | 90.5 | 1.5083 | 13.1046 | kW
[6 empty] | 183 | 5460 | 91 | 1.5167 | 13.1069 | kW
[6 empty] | 184 | 5490 | 91.5 | 1.525 | 13.1092 | kW
[6 empty] | 185 | 5520 | 92 | 1.5333 | 13.1115 | kW
[6 empty] | 186 | 5550 | 92.5 | 1.5417 | 13.1137 | kW
[6 empty] | 187 | 5580 | 93 | 1.55 | 13.116 | kW
[6 empty] | 188 | 5610 | 93.5 | 1.5583 | 13.1183 | kW
[6 empty] | 189 | 5640 | 94 | 1.5667 | 13.1206 | kW
[6 empty] | 190 | 5670 | 94.5 | 1.575 | 13.1228 | kW
[6 empty] | 191 | 5700 | 95 | 1.5833 | 13.1251 | kW
[6 empty] | 192 | 5730 | 95.5 | 1.5917 | 13.1274 | kW
[6 empty] | 193 | 5760 | 96 | 1.6 | 13.1296 | kW
[6 empty] | 194 | 5790 | 96.5 | 1.6083 | 13.1319 | kW
[6 empty] | 195 | 5820 | 97 | 1.6167 | 13.1342 | kW
[6 empty] | 196 | 5850 | 97.5 | 1.625 | 13.1364 | kW
[6 empty] | 197 | 5880 | 98 | 1.6333 | 13.1387 | kW
[6 empty] | 198 | 5910 | 98.5 | 1.6417 | 13.141 | kW
[6 empty] | 199 | 5940 | 99 | 1.65 | 13.1432 | kW
[6 empty] | 200 | 5970 | 99.5 | 1.6583 | 13.1455 | kW
[6 empty] | 201 | 6000 | 100 | 1.6667 | 13.1477 | kW
[6 empty] | 202 | 6030 | 100.5 | 1.675 | 13.15 | kW
[6 empty] | 203 | 6060 | 101 | 1.6833 | 13.1522 | kW
[6 empty] | 204 | 6090 | 101.5 | 1.6917 | 13.1545 | kW
[6 empty] | 205 | 6120 | 102 | 1.7 | 13.1567 | kW
[6 empty] | 206 | 6150 | 102.5 | 1.7083 | 13.159 | kW
[6 empty] | 207 | 6180 | 103 | 1.7167 | 13.1612 | kW
[6 empty] | 208 | 6210 | 103.5 | 1.725 | 13.1635 | kW
[6 empty] | 209 | 6240 | 104 | 1.7333 | 13.1657 | kW
[6 empty] | 210 | 6270 | 104.5 | 1.7417 | 13.168 | kW
[6 empty] | 211 | 6300 | 105 | 1.75 | 13.1703 | kW
[6 empty] | 212 | 6330 | 105.5 | 1.7583 | 13.1725 | kW
[6 empty] | 213 | 6360 | 106 | 1.7667 | 13.1748 | kW
[6 empty] | 214 | 6390 | 106.5 | 1.775 | 13.177 | kW
[6 empty] | 215 | 6420 | 107 | 1.7833 | 13.1793 | kW
[6 empty] | 216 | 6450 | 107.5 | 1.7917 | 13.1815 | kW
[6 empty] | 217 | 6480 | 108 | 1.8 | 13.1838 | kW
[6 empty] | 218 | 6510 | 108.5 | 1.8083 | 13.186 | kW
[6 empty] | 219 | 6540 | 109 | 1.8167 | 13.1883 | kW
[6 empty] | 220 | 6570 | 109.5 | 1.825 | 13.1905 | kW
[6 empty] | 221 | 6600 | 110 | 1.8333 | 13.1928 | kW
[6 empty] | 222 | 6630 | 110.5 | 1.8417 | 13.195 | kW
[6 empty] | 223 | 6660 | 111 | 1.85 | 13.1973 | kW
[6 empty] | 224 | 6690 | 111.5 | 1.8583 | 13.1995 | kW
[6 empty] | 225 | 6720 | 112 | 1.8667 | 13.2018 | kW
[6 empty] | 226 | 6750 | 112.5 | 1.875 | 13.204 | kW
[6 empty] | 227 | 6780 | 113 | 1.8833 | 13.2063 | kW
[6 empty] | 228 | 6810 | 113.5 | 1.8917 | 13.2085 | kW
[6 empty] | 229 | 6840 | 114 | 1.9 | 13.2108 | kW
[6 empty] | 230 | 6870 | 114.5 | 1.9083 | 13.213 | kW
[6 empty] | 231 | 6900 | 115 | 1.9167 | 13.2153 | kW
[6 empty] | 232 | 6930 | 115.5 | 1.925 | 13.2176 | kW
[6 empty] | 233 | 6960 | 116 | 1.9333 | 13.2198 | kW
[6 empty] | 234 | 6990 | 116.5 | 1.9417 | 13.2221 | kW
[6 empty] | 235 | 7020 | 117 | 1.95 | 13.2243 | kW
[6 empty] | 236 | 7050 | 117.5 | 1.9583 | 13.2266 | kW
[6 empty] | 237 | 7080 | 118 | 1.9667 | 13.2289 | kW
[6 empty] | 238 | 7110 | 118.5 | 1.975 | 13.2311 | kW
[6 empty] | 239 | 7140 | 119 | 1.9833 | 13.2334 | kW
[6 empty] | 240 | 7170 | 119.5 | 1.9917 | 13.2356 | kW
[6 empty] | 241 | 7200 | 120 | 2 | 13.2379 | kW
[6 empty] | 242 | 7230 | 120.5 | 2.0083 | 13.2401 | kW
[6 empty] | 243 | 7260 | 121 | 2.0167 | 13.2424 | kW
[6 empty] | 244 | 7290 | 121.5 | 2.025 | 13.2446 | kW
[6 empty] | 245 | 7320 | 122 | 2.0333 | 13.2468 | kW
[6 empty] | 246 | 7350 | 122.5 | 2.0417 | 13.249 | kW
[6 empty] | 247 | 7380 | 123 | 2.05 | 13.2512 | kW
[6 empty] | 248 | 7410 | 123.5 | 2.0583 | 13.2534 | kW
[6 empty] | 249 | 7440 | 124 | 2.0667 | 13.2556 | kW
[6 empty] | 250 | 7470 | 124.5 | 2.075 | 13.2577 | kW
[6 empty] | 251 | 7500 | 125 | 2.0833 | 13.2598 | kW
[6 empty] | 252 | 7530 | 125.5 | 2.0917 | 13.262 | kW
[6 empty] | 253 | 7560 | 126 | 2.1 | 13.2641 | kW
[6 empty] | 254 | 7590 | 126.5 | 2.1083 | 13.2662 | kW
[6 empty] | 255 | 7620 | 127 | 2.1167 | 13.2683 | kW
[6 empty] | 256 | 7650 | 127.5 | 2.125 | 13.2704 | kW
[6 empty] | 257 | 7680 | 128 | 2.1333 | 13.2725 | kW
[6 empty] | 258 | 7710 | 128.5 | 2.1417 | 13.2745 | kW
[6 empty] | 259 | 7740 | 129 | 2.15 | 13.2766 | kW
[6 empty] | 260 | 7770 | 129.5 | 2.1583 | 13.2786 | kW
[6 empty] | 261 | 7800 | 130 | 2.1667 | 13.2807 | kW
[6 empty] | 262 | 7830 | 130.5 | 2.175 | 13.2827 | kW
[6 empty] | 263 | 7860 | 131 | 2.1833 | 13.2847 | kW
[6 empty] | 264 | 7890 | 131.5 | 2.1917 | 13.2867 | kW
[6 empty] | 265 | 7920 | 132 | 2.2 | 13.2887 | kW
[6 empty] | 266 | 7950 | 132.5 | 2.2083 | 13.2907 | kW
[6 empty] | 267 | 7980 | 133 | 2.2167 | 13.2927 | kW
[6 empty] | 268 | 8010 | 133.5 | 2.225 | 13.2947 | kW
[6 empty] | 269 | 8040 | 134 | 2.2333 | 13.2966 | kW
[6 empty] | 270 | 8070 | 134.5 | 2.2417 | 13.2986 | kW
[6 empty] | 271 | 8100 | 135 | 2.25 | 13.3005 | kW
[6 empty] | 272 | 8130 | 135.5 | 2.2583 | 13.3025 | kW
[6 empty] | 273 | 8160 | 136 | 2.2667 | 13.3044 | kW
[6 empty] | 274 | 8190 | 136.5 | 2.275 | 13.3064 | kW
[6 empty] | 275 | 8220 | 137 | 2.2833 | 13.3083 | kW
[6 empty] | 276 | 8250 | 137.5 | 2.2917 | 13.3102 | kW
[6 empty] | 277 | 8280 | 138 | 2.3 | 13.3121 | kW
[6 empty] | 278 | 8310 | 138.5 | 2.3083 | 13.314 | kW
[6 empty] | 279 | 8340 | 139 | 2.3167 | 13.3159 | kW
[6 empty] | 280 | 8370 | 139.5 | 2.325 | 13.3178 | kW
[6 empty] | 281 | 8400 | 140 | 2.3333 | 13.3197 | kW
[6 empty] | 282 | 8430 | 140.5 | 2.3417 | 13.3216 | kW
[6 empty] | 283 | 8460 | 141 | 2.35 | 13.3235 | kW
[6 empty] | 284 | 8490 | 141.5 | 2.3583 | 13.3253 | kW
[6 empty] | 285 | 8520 | 142 | 2.3667 | 13.3272 | kW
[6 empty] | 286 | 8550 | 142.5 | 2.375 | 13.3291 | kW
[6 empty] | 287 | 8580 | 143 | 2.3833 | 13.3309 | kW
[6 empty] | 288 | 8610 | 143.5 | 2.3917 | 13.3328 | kW
[6 empty] | 289 | 8640 | 144 | 2.4 | 13.3346 | kW
[6 empty] | 290 | 8670 | 144.5 | 2.4083 | 13.3365 | kW
[6 empty] | 291 | 8700 | 145 | 2.4167 | 13.3383 | kW
[6 empty] | 292 | 8730 | 145.5 | 2.425 | 13.3401 | kW
[6 empty] | 293 | 8760 | 146 | 2.4333 | 13.3419 | kW
[6 empty] | 294 | 8790 | 146.5 | 2.4417 | 13.3438 | kW
[6 empty] | 295 | 8820 | 147 | 2.45 | 13.3456 | kW
[6 empty] | 296 | 8850 | 147.5 | 2.4583 | 13.3474 | kW
[6 empty] | 297 | 8880 | 148 | 2.4667 | 13.3492 | kW
[6 empty] | 298 | 8910 | 148.5 | 2.475 | 13.351 | kW
[6 empty] | 299 | 8940 | 149 | 2.4833 | 13.3528 | kW
[6 empty] | 300 | 8970 | 149.5 | 2.4917 | 13.3546 | kW
[6 empty] | 301 | 9000 | 150 | 2.5 | 13.3564 | kW
[6 empty] | 302 | 9030 | 150.5 | 2.5083 | 13.3582 | kW
[6 empty] | 303 | 9060 | 151 | 2.5167 | 13.36 | kW
[6 empty] | 304 | 9090 | 151.5 | 2.525 | 13.3618 | kW
[6 empty] | 305 | 9120 | 152 | 2.5333 | 13.3635 | kW
[6 empty] | 306 | 9150 | 152.5 | 2.5417 | 13.3653 | kW
[6 empty] | 307 | 9180 | 153 | 2.55 | 13.3671 | kW
[6 empty] | 308 | 9210 | 153.5 | 2.5583 | 13.3689 | kW
[6 empty] | 309 | 9240 | 154 | 2.5667 | 13.3706 | kW
[6 empty] | 310 | 9270 | 154.5 | 2.575 | 13.3724 | kW
[6 empty] | 311 | 9300 | 155 | 2.5833 | 13.3741 | kW
[6 empty] | 312 | 9330 | 155.5 | 2.5917 | 13.3759 | kW
[6 empty] | 313 | 9360 | 156 | 2.6 | 13.3777 | kW
[6 empty] | 314 | 9390 | 156.5 | 2.6083 | 13.3794 | kW
[6 empty] | 315 | 9420 | 157 | 2.6167 | 13.3811 | kW
[6 empty] | 316 | 9450 | 157.5 | 2.625 | 13.3829 | kW
[6 empty] | 317 | 9480 | 158 | 2.6333 | 13.3846 | kW
[6 empty] | 318 | 9510 | 158.5 | 2.6417 | 13.3864 | kW
[6 empty] | 319 | 9540 | 159 | 2.65 | 13.3881 | kW
[6 empty] | 320 | 9570 | 159.5 | 2.6583 | 13.3899 | kW
[6 empty] | 321 | 9600 | 160 | 2.6667 | 13.3916 | kW
[6 empty] | 322 | 9630 | 160.5 | 2.675 | 13.3933 | kW
[6 empty] | 323 | 9660 | 161 | 2.6833 | 13.395 | kW
[6 empty] | 324 | 9690 | 161.5 | 2.6917 | 13.3968 | kW
[6 empty] | 325 | 9720 | 162 | 2.7 | 13.3985 | kW
[6 empty] | 326 | 9750 | 162.5 | 2.7083 | 13.4002 | kW
[6 empty] | 327 | 9780 | 163 | 2.7167 | 13.4019 | kW
[6 empty] | 328 | 9810 | 163.5 | 2.725 | 13.4037 | kW
[6 empty] | 329 | 9840 | 164 | 2.7333 | 13.4054 | kW
[6 empty] | 330 | 9870 | 164.5 | 2.7417 | 13.4071 | kW
[6 empty] | 331 | 9900 | 165 | 2.75 | 13.4088 | kW
[6 empty] | 332 | 9930 | 165.5 | 2.7583 | 13.4105 | kW
[6 empty] | 333 | 9960 | 166 | 2.7667 | 13.4122 | kW
[6 empty] | 334 | 9990 | 166.5 | 2.775 | 13.4139 | kW
[6 empty] | 335 | 10020 | 167 | 2.7833 | 13.4156 | kW
[6 empty] | 336 | 10050 | 167.5 | 2.7917 | 13.4173 | kW
[6 empty] | 337 | 10080 | 168 | 2.8 | 13.4191 | kW
[6 empty] | 338 | 10110 | 168.5 | 2.8083 | 13.4208 | kW
[6 empty] | 339 | 10140 | 169 | 2.8167 | 13.4224 | kW
[6 empty] | 340 | 10170 | 169.5 | 2.825 | 13.4241 | kW
[6 empty] | 341 | 10200 | 170 | 2.8333 | 13.4258 | kW
[6 empty] | 342 | 10230 | 170.5 | 2.8417 | 13.4275 | kW
[6 empty] | 343 | 10260 | 171 | 2.85 | 13.4292 | kW
[6 empty] | 344 | 10290 | 171.5 | 2.8583 | 13.4309 | kW
[6 empty] | 345 | 10320 | 172 | 2.8667 | 13.4326 | kW
[6 empty] | 346 | 10350 | 172.5 | 2.875 | 13.4343 | kW
[6 empty] | 347 | 10380 | 173 | 2.8833 | 13.436 | kW
[6 empty] | 348 | 10410 | 173.5 | 2.8917 | 13.4376 | kW
[6 empty] | 349 | 10440 | 174 | 2.9 | 13.4393 | kW
[6 empty] | 350 | 10470 | 174.5 | 2.9083 | 13.441 | kW
[6 empty] | 351 | 10500 | 175 | 2.9167 | 13.4427 | kW
[6 empty] | 352 | 10530 | 175.5 | 2.925 | 13.4443 | kW
[6 empty] | 353 | 10560 | 176 | 2.9333 | 13.446 | kW
[6 empty] | 354 | 10590 | 176.5 | 2.9417 | 13.4477 | kW
[6 empty] | 355 | 10620 | 177 | 2.95 | 13.4494 | kW
[6 empty] | 356 | 10650 | 177.5 | 2.9583 | 13.451 | kW
[6 empty] | 357 | 10680 | 178 | 2.9667 | 13.4527 | kW
[6 empty] | 358 | 10710 | 178.5 | 2.975 | 13.4544 | kW
[6 empty] | 359 | 10740 | 179 | 2.9833 | 13.456 | kW
[6 empty] | 360 | 10770 | 179.5 | 2.9917 | 13.4577 | kW
[6 empty] | 361 | 10800 | 180 | 3 | 13.4594 | kW
[6 empty] | 362 | 10830 | 180.5 | 3.0083 | 13.461 | kW
[6 empty] | 363 | 10860 | 181 | 3.0167 | 13.4627 | kW
[6 empty] | 364 | 10890 | 181.5 | 3.025 | 13.4644 | kW
[6 empty] | 365 | 10920 | 182 | 3.0333 | 13.466 | kW
[6 empty] | 366 | 10950 | 182.5 | 3.0417 | 13.4676 | kW
[6 empty] | 367 | 10980 | 183 | 3.05 | 13.4693 | kW
[6 empty] | 368 | 11010 | 183.5 | 3.0583 | 13.4709 | kW
[6 empty] | 369 | 11040 | 184 | 3.0667 | 13.4725 | kW
[6 empty] | 370 | 11070 | 184.5 | 3.075 | 13.4742 | kW
[6 empty] | 371 | 11100 | 185 | 3.0833 | 13.4758 | kW
[6 empty] | 372 | 11130 | 185.5 | 3.0917 | 13.4774 | kW
[6 empty] | 373 | 11160 | 186 | 3.1 | 13.479 | kW
[6 empty] | 374 | 11190 | 186.5 | 3.1083 | 13.4806 | kW
[6 empty] | 375 | 11220 | 187 | 3.1167 | 13.4822 | kW
[6 empty] | 376 | 11250 | 187.5 | 3.125 | 13.4838 | kW
[6 empty] | 377 | 11280 | 188 | 3.1333 | 13.4854 | kW
[6 empty] | 378 | 11310 | 188.5 | 3.1417 | 13.487 | kW
[6 empty] | 379 | 11340 | 189 | 3.15 | 13.4886 | kW
[6 empty] | 380 | 11370 | 189.5 | 3.1583 | 13.4901 | kW
[6 empty] | 381 | 11400 | 190 | 3.1667 | 13.4917 | kW
[6 empty] | 382 | 11430 | 190.5 | 3.175 | 13.4933 | kW
[6 empty] | 383 | 11460 | 191 | 3.1833 | 13.4948 | kW
[6 empty] | 384 | 11490 | 191.5 | 3.1917 | 13.4964 | kW
[6 empty] | 385 | 11520 | 192 | 3.2 | 13.498 | kW
[6 empty] | 386 | 11550 | 192.5 | 3.2083 | 13.4995 | kW
[6 empty] | 387 | 11580 | 193 | 3.2167 | 13.5011 | kW
[6 empty] | 388 | 11610 | 193.5 | 3.225 | 13.5026 | kW
[6 empty] | 389 | 11640 | 194 | 3.2333 | 13.5042 | kW
[6 empty] | 390 | 11670 | 194.5 | 3.2417 | 13.5057 | kW
[6 empty] | 391 | 11700 | 195 | 3.25 | 13.5073 | kW
[6 empty] | 392 | 11730 | 195.5 | 3.2583 | 13.5088 | kW
[6 empty] | 393 | 11760 | 196 | 3.2667 | 13.5103 | kW
[6 empty] | 394 | 11790 | 196.5 | 3.275 | 13.5118 | kW
[6 empty] | 395 | 11820 | 197 | 3.2833 | 13.5134 | kW
[6 empty] | 396 | 11850 | 197.5 | 3.2917 | 13.5149 | kW
[6 empty] | 397 | 11880 | 198 | 3.3 | 13.5164 | kW
[6 empty] | 398 | 11910 | 198.5 | 3.3083 | 13.518 | kW
[6 empty] | 399 | 11940 | 199 | 3.3167 | 13.5195 | kW
[6 empty] | 400 | 11970 | 199.5 | 3.325 | 13.521 | kW
[6 empty] | 401 | 12000 | 200 | 3.3333 | 13.5225 | kW
[6 empty] | 402 | 12030 | 200.5 | 3.3417 | 13.524 | kW
[6 empty] | 403 | 12060 | 201 | 3.35 | 13.5255 | kW
[6 empty] | 404 | 12090 | 201.5 | 3.3583 | 13.527 | kW
[6 empty] | 405 | 12120 | 202 | 3.3667 | 13.5285 | kW
[6 empty] | 406 | 12150 | 202.5 | 3.375 | 13.53 | kW
[6 empty] | 407 | 12180 | 203 | 3.3833 | 13.5315 | kW
[6 empty] | 408 | 12210 | 203.5 | 3.3917 | 13.533 | kW
[6 empty] | 409 | 12240 | 204 | 3.4 | 13.5345 | kW
[6 empty] | 410 | 12270 | 204.5 | 3.4083 | 13.536 | kW
[6 empty] | 411 | 12300 | 205 | 3.4167 | 13.5374 | kW
[6 empty] | 412 | 12330 | 205.5 | 3.425 | 13.5389 | kW
[6 empty] | 413 | 12360 | 206 | 3.4333 | 13.5404 | kW
[6 empty] | 414 | 12390 | 206.5 | 3.4417 | 13.5419 | kW
[6 empty] | 415 | 12420 | 207 | 3.45 | 13.5434 | kW
[6 empty] | 416 | 12450 | 207.5 | 3.4583 | 13.5448 | kW
[6 empty] | 417 | 12480 | 208 | 3.4667 | 13.5463 | kW
[6 empty] | 418 | 12510 | 208.5 | 3.475 | 13.5478 | kW
[6 empty] | 419 | 12540 | 209 | 3.4833 | 13.5492 | kW
[6 empty] | 420 | 12570 | 209.5 | 3.4917 | 13.5506 | kW
[6 empty] | 421 | 12600 | 210 | 3.5 | 13.552 | kW
[6 empty] | 422 | 12630 | 210.5 | 3.5083 | 13.5534 | kW
[6 empty] | 423 | 12660 | 211 | 3.5167 | 13.5549 | kW
[6 empty] | 424 | 12690 | 211.5 | 3.525 | 13.5563 | kW
[6 empty] | 425 | 12720 | 212 | 3.5333 | 13.5578 | kW
[6 empty] | 426 | 12750 | 212.5 | 3.5417 | 13.5592 | kW
[6 empty] | 427 | 12780 | 213 | 3.55 | 13.5607 | kW
[6 empty] | 428 | 12810 | 213.5 | 3.5583 | 13.5621 | kW
[6 empty] | 429 | 12840 | 214 | 3.5667 | 13.5636 | kW
[6 empty] | 430 | 12870 | 214.5 | 3.575 | 13.565 | kW
[6 empty] | 431 | 12900 | 215 | 3.5833 | 13.5665 | kW
[6 empty] | 432 | 12930 | 215.5 | 3.5917 | 13.5679 | kW
[6 empty] | 433 | 12960 | 216 | 3.6 | 13.5694 | kW
[6 empty] | 434 | 12990 | 216.5 | 3.6083 | 13.5708 | kW
[6 empty] | 435 | 13020 | 217 | 3.6167 | 13.5723 | kW
[6 empty] | 436 | 13050 | 217.5 | 3.625 | 13.5737 | kW
[6 empty] | 437 | 13080 | 218 | 3.6333 | 13.5752 | kW
[6 empty] | 438 | 13110 | 218.5 | 3.6417 | 13.5767 | kW
[6 empty] | 439 | 13140 | 219 | 3.65 | 13.5781 | kW
[6 empty] | 440 | 13170 | 219.5 | 3.6583 | 13.5796 | kW
[6 empty] | 441 | 13200 | 220 | 3.6667 | 13.581 | kW
[6 empty] | 442 | 13230 | 220.5 | 3.675 | 13.5825 | kW
[6 empty] | 443 | 13260 | 221 | 3.6833 | 13.5836 | kW
[6 empty] | 444 | 13290 | 221.5 | 3.6917 | 13.5849 | kW
[6 empty] | 445 | 13320 | 222 | 3.7 | 13.5863 | kW
[6 empty] | 446 | 13350 | 222.5 | 3.7083 | 13.5878 | kW
[6 empty] | 447 | 13380 | 223 | 3.7167 | 13.5892 | kW
[6 empty] | 448 | 13410 | 223.5 | 3.725 | 13.5906 | kW
[6 empty] | 449 | 13440 | 224 | 3.7333 | 13.592 | kW
[6 empty] | 450 | 13470 | 224.5 | 3.7417 | 13.5935 | kW
[6 empty] | 451 | 13500 | 225 | 3.75 | 13.5949 | kW
[6 empty] | 452 | 13530 | 225.5 | 3.7583 | 13.5963 | kW
[6 empty] | 453 | 13560 | 226 | 3.7667 | 13.5977 | kW
[6 empty] | 454 | 13590 | 226.5 | 3.775 | 13.5992 | kW
[6 empty] | 455 | 13620 | 227 | 3.7833 | 13.6006 | kW
[6 empty] | 456 | 13650 | 227.5 | 3.7917 | 13.602 | kW
[6 empty] | 457 | 13680 | 228 | 3.8 | 13.6034 | kW
[6 empty] | 458 | 13710 | 228.5 | 3.8083 | 13.6048 | kW
[6 empty] | 459 | 13740 | 229 | 3.8167 | 13.6063 | kW
[6 empty] | 460 | 13770 | 229.5 | 3.825 | 13.6077 | kW
[6 empty] | 461 | 13800 | 230 | 3.8333 | 13.6091 | kW
[6 empty] | 462 | 13830 | 230.5 | 3.8417 | 13.6105 | kW
[6 empty] | 463 | 13860 | 231 | 3.85 | 13.612 | kW
[6 empty] | 464 | 13890 | 231.5 | 3.8583 | 13.6134 | kW
[6 empty] | 465 | 13920 | 232 | 3.8667 | 13.6148 | kW
[6 empty] | 466 | 13950 | 232.5 | 3.875 | 13.6162 | kW
[6 empty] | 467 | 13980 | 233 | 3.8833 | 13.6177 | kW
[6 empty] | 468 | 14010 | 233.5 | 3.8917 | 13.6191 | kW
[6 empty] | 469 | 14040 | 234 | 3.9 | 13.6205 | kW
[6 empty] | 470 | 14070 | 234.5 | 3.9083 | 13.6219 | kW
[6 empty] | 471 | 14100 | 235 | 3.9167 | 13.6234 | kW
[6 empty] | 472 | 14130 | 235.5 | 3.925 | 13.6247 | kW
[6 empty] | 473 | 14160 | 236 | 3.9333 | 13.6261 | kW
[6 empty] | 474 | 14190 | 236.5 | 3.9417 | 13.6275 | kW
[6 empty] | 475 | 14220 | 237 | 3.95 | 13.6289 | kW
[6 empty] | 476 | 14250 | 237.5 | 3.9583 | 13.6303 | kW
[6 empty] | 477 | 14280 | 238 | 3.9667 | 13.6317 | kW
[6 empty] | 478 | 14310 | 238.5 | 3.975 | 13.633 | kW
[6 empty] | 479 | 14340 | 239 | 3.9833 | 13.6344 | kW
[6 empty] | 480 | 14370 | 239.5 | 3.9917 | 13.6358 | kW
[6 empty] | 481 | 14400 | 240 | 4 | 13.6372 | kW
[6 empty] | 482 | 14430 | 240.5 | 4.0083 | 13.6386 | kW
[6 empty] | 483 | 14460 | 241 | 4.0167 | 13.6399 | kW
[6 empty] | 484 | 14490 | 241.5 | 4.025 | 13.6413 | kW
[6 empty] | 485 | 14520 | 242 | 4.0333 | 13.6427 | kW
[6 empty] | 486 | 14550 | 242.5 | 4.0417 | 13.644 | kW
[6 empty] | 487 | 14580 | 243 | 4.05 | 13.6454 | kW
[6 empty] | 488 | 14610 | 243.5 | 4.0583 | 13.6468 | kW
[6 empty] | 489 | 14640 | 244 | 4.0667 | 13.6481 | kW
[6 empty] | 490 | 14670 | 244.5 | 4.075 | 13.6495 | kW
[6 empty] | 491 | 14700 | 245 | 4.0833 | 13.6509 | kW
[6 empty] | 492 | 14730 | 245.5 | 4.0917 | 13.6522 | kW
[6 empty] | 493 | 14760 | 246 | 4.1 | 13.6536 | kW
[6 empty] | 494 | 14790 | 246.5 | 4.1083 | 13.6549 | kW
[6 empty] | 495 | 14820 | 247 | 4.1167 | 13.6562 | kW
[6 empty] | 496 | 14850 | 247.5 | 4.125 | 13.6576 | kW
[6 empty] | 497 | 14880 | 248 | 4.1333 | 13.6589 | kW
[6 empty] | 498 | 14910 | 248.5 | 4.1417 | 13.6603 | kW
[6 empty] | 499 | 14940 | 249 | 4.15 | 13.6616 | kW
[6 empty] | 500 | 14970 | 249.5 | 4.1583 | 13.663 | kW
[6 empty] | 501 | 15000 | 250 | 4.1667 | 13.6643 | kW
[6 empty] | 502 | 15030 | 250.5 | 4.175 | 13.6656 | kW
[6 empty] | 503 | 15060 | 251 | 4.1833 | 13.6669 | kW
[6 empty] | 504 | 15090 | 251.5 | 4.1917 | 13.6683 | kW
[6 empty] | 505 | 15120 | 252 | 4.2 | 13.6696 | kW
[6 empty] | 506 | 15150 | 252.5 | 4.2083 | 13.6709 | kW
[6 empty] | 507 | 15180 | 253 | 4.2167 | 13.6723 | kW
[6 empty] | 508 | 15210 | 253.5 | 4.225 | 13.6736 | kW
[6 empty] | 509 | 15240 | 254 | 4.2333 | 13.6749 | kW
[6 empty] | 510 | 15270 | 254.5 | 4.2417 | 13.6763 | kW
[6 empty] | 511 | 15300 | 255 | 4.25 | 13.6775 | kW
[6 empty] | 512 | 15330 | 255.5 | 4.2583 | 13.6788 | kW
[6 empty] | 513 | 15360 | 256 | 4.2667 | 13.6801 | kW
[6 empty] | 514 | 15390 | 256.5 | 4.275 | 13.6814 | kW
[6 empty] | 515 | 15420 | 257 | 4.2833 | 13.6827 | kW
[6 empty] | 516 | 15450 | 257.5 | 4.2917 | 13.684 | kW
[6 empty] | 517 | 15480 | 258 | 4.3 | 13.6853 | kW
[6 empty] | 518 | 15510 | 258.5 | 4.3083 | 13.6867 | kW
[6 empty] | 519 | 15540 | 259 | 4.3167 | 13.688 | kW
[6 empty] | 520 | 15570 | 259.5 | 4.325 | 13.6893 | kW
[6 empty] | 521 | 15600 | 260 | 4.3333 | 13.6906 | kW
[6 empty] | 522 | 15630 | 260.5 | 4.3417 | 13.6919 | kW
[6 empty] | 523 | 15660 | 261 | 4.35 | 13.6932 | kW
[6 empty] | 524 | 15690 | 261.5 | 4.3583 | 13.6946 | kW
[6 empty] | 525 | 15720 | 262 | 4.3667 | 13.6959 | kW
[6 empty] | 526 | 15750 | 262.5 | 4.375 | 13.6972 | kW
[6 empty] | 527 | 15780 | 263 | 4.3833 | 13.6985 | kW
[6 empty] | 528 | 15810 | 263.5 | 4.3917 | 13.6995 | kW
[6 empty] | 529 | 15840 | 264 | 4.4 | 13.7007 | kW
[6 empty] | 530 | 15870 | 264.5 | 4.4083 | 13.702 | kW
[6 empty] | 531 | 15900 | 265 | 4.4167 | 13.7033 | kW
[6 empty] | 532 | 15930 | 265.5 | 4.425 | 13.7046 | kW
[6 empty] | 533 | 15960 | 266 | 4.4333 | 13.7059 | kW
[6 empty] | 534 | 15990 | 266.5 | 4.4417 | 13.7072 | kW
[6 empty] | 535 | 16020 | 267 | 4.45 | 13.7085 | kW
[6 empty] | 536 | 16050 | 267.5 | 4.4583 | 13.7098 | kW
[6 empty] | 537 | 16080 | 268 | 4.4667 | 13.7111 | kW
[6 empty] | 538 | 16110 | 268.5 | 4.475 | 13.7124 | kW
[6 empty] | 539 | 16140 | 269 | 4.4833 | 13.7137 | kW
[6 empty] | 540 | 16170 | 269.5 | 4.4917 | 13.715 | kW
[6 empty] | 541 | 16200 | 270 | 4.5 | 13.7162 | kW
[6 empty] | 542 | 16230 | 270.5 | 4.5083 | 13.7175 | kW
[6 empty] | 543 | 16260 | 271 | 4.5167 | 13.7188 | kW
[6 empty] | 544 | 16290 | 271.5 | 4.525 | 13.7201 | kW
[6 empty] | 545 | 16320 | 272 | 4.5333 | 13.7214 | kW
[6 empty] | 546 | 16350 | 272.5 | 4.5417 | 13.7227 | kW
[6 empty] | 547 | 16380 | 273 | 4.55 | 13.724 | kW
[6 empty] | 548 | 16410 | 273.5 | 4.5583 | 13.7253 | kW
[6 empty] | 549 | 16440 | 274 | 4.5667 | 13.7266 | kW
[6 empty] | 550 | 16470 | 274.5 | 4.575 | 13.7279 | kW
[6 empty] | 551 | 16500 | 275 | 4.5833 | 13.7292 | kW
[6 empty] | 552 | 16530 | 275.5 | 4.5917 | 13.7305 | kW
[6 empty] | 553 | 16560 | 276 | 4.6 | 13.7317 | kW
[6 empty] | 554 | 16590 | 276.5 | 4.6083 | 13.733 | kW
[6 empty] | 555 | 16620 | 277 | 4.6167 | 13.7343 | kW
[6 empty] | 556 | 16650 | 277.5 | 4.625 | 13.7355 | kW
[6 empty] | 557 | 16680 | 278 | 4.6333 | 13.7365 | kW
[6 empty] | 558 | 16710 | 278.5 | 4.6417 | 13.7377 | kW
[6 empty] | 559 | 16740 | 279 | 4.65 | 13.739 | kW
[6 empty] | 560 | 16770 | 279.5 | 4.6583 | 13.7402 | kW
[6 empty] | 561 | 16800 | 280 | 4.6667 | 13.7415 | kW
[6 empty] | 562 | 16830 | 280.5 | 4.675 | 13.7428 | kW
[6 empty] | 563 | 16860 | 281 | 4.6833 | 13.744 | kW
[6 empty] | 564 | 16890 | 281.5 | 4.6917 | 13.7453 | kW
[6 empty] | 565 | 16920 | 282 | 4.7 | 13.7466 | kW
[6 empty] | 566 | 16950 | 282.5 | 4.7083 | 13.7478 | kW
[6 empty] | 567 | 16980 | 283 | 4.7167 | 13.7491 | kW
[6 empty] | 568 | 17010 | 283.5 | 4.725 | 13.7503 | kW
[6 empty] | 569 | 17040 | 284 | 4.7333 | 13.7516 | kW
[6 empty] | 570 | 17070 | 284.5 | 4.7417 | 13.7529 | kW
[6 empty] | 571 | 17100 | 285 | 4.75 | 13.7541 | kW
[6 empty] | 572 | 17130 | 285.5 | 4.7583 | 13.7554 | kW
[6 empty] | 573 | 17160 | 286 | 4.7667 | 13.7567 | kW
[6 empty] | 574 | 17190 | 286.5 | 4.775 | 13.7579 | kW
[6 empty] | 575 | 17220 | 287 | 4.7833 | 13.7592 | kW
[6 empty] | 576 | 17250 | 287.5 | 4.7917 | 13.7604 | kW
[6 empty] | 577 | 17280 | 288 | 4.8 | 13.7617 | kW
[6 empty] | 578 | 17310 | 288.5 | 4.8083 | 13.763 | kW
[6 empty] | 579 | 17340 | 289 | 4.8167 | 13.7642 | kW
[6 empty] | 580 | 17370 | 289.5 | 4.825 | 13.7655 | kW
[6 empty] | 581 | 17400 | 290 | 4.8333 | 13.7668 | kW
[6 empty] | 582 | 17430 | 290.5 | 4.8417 | 13.768 | kW
[6 empty] | 583 | 17460 | 291 | 4.85 | 13.7693 | kW
[6 empty] | 584 | 17490 | 291.5 | 4.8583 | 13.7705 | kW
[6 empty] | 585 | 17520 | 292 | 4.8667 | 13.7718 | kW
[6 empty] | 586 | 17550 | 292.5 | 4.875 | 13.773 | kW
[6 empty] | 587 | 17580 | 293 | 4.8833 | 13.7742 | kW
[6 empty] | 588 | 17610 | 293.5 | 4.8917 | 13.7755 | kW
[6 empty] | 589 | 17640 | 294 | 4.9 | 13.7767 | kW
[6 empty] | 590 | 17670 | 294.5 | 4.9083 | 13.7779 | kW
[6 empty] | 591 | 17700 | 295 | 4.9167 | 13.7792 | kW
[6 empty] | 592 | 17730 | 295.5 | 4.925 | 13.7804 | kW
[6 empty] | 593 | 17760 | 296 | 4.9333 | 13.7816 | kW
[6 empty] | 594 | 17790 | 296.5 | 4.9417 | 13.7829 | kW
[6 empty] | 595 | 17820 | 297 | 4.95 | 13.7841 | kW
[6 empty] | 596 | 17850 | 297.5 | 4.9583 | 13.7853 | kW
[6 empty] | 597 | 17880 | 298 | 4.9667 | 13.7865 | kW
[6 empty] | 598 | 17910 | 298.5 | 4.975 | 13.7877 | kW
[6 empty] | 599 | 17940 | 299 | 4.9833 | 13.789 | kW
[6 empty] | 600 | 17970 | 299.5 | 4.9917 | 13.7902 | kW
[6 empty] | 601 | 18000 | 300 | 5 | 13.7914 | kW
[6 empty] | 602 | 18030 | 300.5 | 5.0083 | 13.7926 | kW
[6 empty] | 603 | 18060 | 301 | 5.0167 | 13.7938 | kW
[6 empty] | 604 | 18090 | 301.5 | 5.025 | 13.7955 | kW
[6 empty] | 605 | 18120 | 302 | 5.0333 | 13.7972 | kW
[6 empty] | 606 | 18150 | 302.5 | 5.0417 | 13.7984 | kW
[6 empty] | 607 | 18180 | 303 | 5.05 | 13.7992 | kW
[6 empty] | 608 | 18210 | 303.5 | 5.0583 | 13.8008 | kW
[6 empty] | 609 | 18240 | 304 | 5.0667 | 13.8016 | kW
[6 empty] | 610 | 18270 | 304.5 | 5.075 | 13.8024 | kW
[6 empty] | 611 | 18300 | 305 | 5.0833 | 13.8033 | kW
[6 empty] | 612 | 18330 | 305.5 | 5.0917 | 13.8045 | kW
[6 empty] | 613 | 18360 | 306 | 5.1 | 13.8055 | kW
[6 empty] | 614 | 18390 | 306.5 | 5.1083 | 13.8065 | kW
[6 empty] | 615 | 18420 | 307 | 5.1167 | 13.8077 | kW
[6 empty] | 616 | 18450 | 307.5 | 5.125 | 13.8088 | kW
[6 empty] | 617 | 18480 | 308 | 5.1333 | 13.8098 | kW
[6 empty] | 618 | 18510 | 308.5 | 5.1417 | 13.8109 | kW
[6 empty] | 619 | 18540 | 309 | 5.15 | 13.812 | kW
[6 empty] | 620 | 18570 | 309.5 | 5.1583 | 13.813 | kW
[6 empty] | 621 | 18600 | 310 | 5.1667 | 13.814 | kW
[6 empty] | 622 | 18630 | 310.5 | 5.175 | 13.815 | kW
[6 empty] | 623 | 18660 | 311 | 5.1833 | 13.8161 | kW
[6 empty] | 624 | 18690 | 311.5 | 5.1917 | 13.8171 | kW
[6 empty] | 625 | 18720 | 312 | 5.2 | 13.8182 | kW
[6 empty] | 626 | 18750 | 312.5 | 5.2083 | 13.8192 | kW
[6 empty] | 627 | 18780 | 313 | 5.2167 | 13.8203 | kW
[6 empty] | 628 | 18810 | 313.5 | 5.225 | 13.8213 | kW
[6 empty] | 629 | 18840 | 314 | 5.2333 | 13.8223 | kW
[6 empty] | 630 | 18870 | 314.5 | 5.2417 | 13.8234 | kW
[6 empty] | 631 | 18900 | 315 | 5.25 | 13.8244 | kW
[6 empty] | 632 | 18930 | 315.5 | 5.2583 | 13.825 | kW
[6 empty] | 633 | 18960 | 316 | 5.2667 | 13.826 | kW
[6 empty] | 634 | 18990 | 316.5 | 5.275 | 13.8269 | kW
[6 empty] | 635 | 19020 | 317 | 5.2833 | 13.8279 | kW
[6 empty] | 636 | 19050 | 317.5 | 5.2917 | 13.8289 | kW
[6 empty] | 637 | 19080 | 318 | 5.3 | 13.8299 | kW
[6 empty] | 638 | 19110 | 318.5 | 5.3083 | 13.8309 | kW
[6 empty] | 639 | 19140 | 319 | 5.3167 | 13.8319 | kW
[6 empty] | 640 | 19170 | 319.5 | 5.325 | 13.8329 | kW
[6 empty] | 641 | 19200 | 320 | 5.3333 | 13.8339 | kW
[6 empty] | 642 | 19230 | 320.5 | 5.3417 | 13.8349 | kW
[6 empty] | 643 | 19260 | 321 | 5.35 | 13.8359 | kW
[6 empty] | 644 | 19290 | 321.5 | 5.3583 | 13.8369 | kW
[6 empty] | 645 | 19320 | 322 | 5.3667 | 13.8378 | kW
[6 empty] | 646 | 19350 | 322.5 | 5.375 | 13.8388 | kW
[6 empty] | 647 | 19380 | 323 | 5.3833 | 13.8398 | kW
[6 empty] | 648 | 19410 | 323.5 | 5.3917 | 13.8408 | kW
[6 empty] | 649 | 19440 | 324 | 5.4 | 13.8417 | kW
[6 empty] | 650 | 19470 | 324.5 | 5.4083 | 13.8417 | kW
[6 empty] | 651 | 19500 | 325 | 5.4167 | 13.8426 | kW
[6 empty] | 652 | 19530 | 325.5 | 5.425 | 13.8436 | kW
[6 empty] | 653 | 19560 | 326 | 5.4333 | 13.8445 | kW
[6 empty] | 654 | 19590 | 326.5 | 5.4417 | 13.8454 | kW
[6 empty] | 655 | 19620 | 327 | 5.45 | 13.8463 | kW
[6 empty] | 656 | 19650 | 327.5 | 5.4583 | 13.8472 | kW
[6 empty] | 657 | 19680 | 328 | 5.4667 | 13.8481 | kW
[6 empty] | 658 | 19710 | 328.5 | 5.475 | 13.849 | kW
[6 empty] | 659 | 19740 | 329 | 5.4833 | 13.85 | kW
[6 empty] | 660 | 19770 | 329.5 | 5.4917 | 13.8509 | kW
[6 empty] | 661 | 19800 | 330 | 5.5 | 13.8518 | kW
[6 empty] | 662 | 19830 | 330.5 | 5.5083 | 13.8527 | kW
[6 empty] | 663 | 19860 | 331 | 5.5167 | 13.8536 | kW
[6 empty] | 664 | 19890 | 331.5 | 5.525 | 13.8545 | kW
[6 empty] | 665 | 19920 | 332 | 5.5333 | 13.8555 | kW
[6 empty] | 666 | 19950 | 332.5 | 5.5417 | 13.8564 | kW
[6 empty] | 667 | 19980 | 333 | 5.55 | 13.8573 | kW
[6 empty] | 668 | 20010 | 333.5 | 5.5583 | 13.8582 | kW
[6 empty] | 669 | 20040 | 334 | 5.5667 | 13.8591 | kW
[6 empty] | 670 | 20070 | 334.5 | 5.575 | 13.86 | kW
[6 empty] | 671 | 20100 | 335 | 5.5833 | 13.8609 | kW
[6 empty] | 672 | 20130 | 335.5 | 5.5917 | 13.8619 | kW
[6 empty] | 673 | 20160 | 336 | 5.6 | 13.8628 | kW
[6 empty] | 674 | 20190 | 336.5 | 5.6083 | 13.8637 | kW
[6 empty] | 675 | 20220 | 337 | 5.6167 | 13.8646 | kW
[6 empty] | 676 | 20250 | 337.5 | 5.625 | 13.8655 | kW
[6 empty] | 677 | 20280 | 338 | 5.6333 | 13.8656 | kW
[6 empty] | 678 | 20310 | 338.5 | 5.6417 | 13.8662 | kW
[6 empty] | 679 | 20340 | 339 | 5.65 | 13.867 | kW
[6 empty] | 680 | 20370 | 339.5 | 5.6583 | 13.8678 | kW
[6 empty] | 681 | 20400 | 340 | 5.6667 | 13.8687 | kW
[6 empty] | 682 | 20430 | 340.5 | 5.675 | 13.8695 | kW
[6 empty] | 683 | 20460 | 341 | 5.6833 | 13.8703 | kW
[6 empty] | 684 | 20490 | 341.5 | 5.6917 | 13.8712 | kW
[6 empty] | 685 | 20520 | 342 | 5.7 | 13.872 | kW
[6 empty] | 686 | 20550 | 342.5 | 5.7083 | 13.8728 | kW
[6 empty] | 687 | 20580 | 343 | 5.7167 | 13.8737 | kW
[6 empty] | 688 | 20610 | 343.5 | 5.725 | 13.8745 | kW
[6 empty] | 689 | 20640 | 344 | 5.7333 | 13.8753 | kW
[6 empty] | 690 | 20670 | 344.5 | 5.7417 | 13.8762 | kW
[6 empty] | 691 | 20700 | 345 | 5.75 | 13.877 | kW
[6 empty] | 692 | 20730 | 345.5 | 5.7583 | 13.8778 | kW
[6 empty] | 693 | 20760 | 346 | 5.7667 | 13.8787 | kW
[6 empty] | 694 | 20790 | 346.5 | 5.775 | 13.8795 | kW
[6 empty] | 695 | 20820 | 347 | 5.7833 | 13.8804 | kW
[6 empty] | 696 | 20850 | 347.5 | 5.7917 | 13.8812 | kW
[6 empty] | 697 | 20880 | 348 | 5.8 | 13.882 | kW
[6 empty] | 698 | 20910 | 348.5 | 5.8083 | 13.8829 | kW
[6 empty] | 699 | 20940 | 349 | 5.8167 | 13.8837 | kW
[6 empty] | 700 | 20970 | 349.5 | 5.825 | 13.8845 | kW
[6 empty] | 701 | 21000 | 350 | 5.8333 | 13.8854 | kW
[6 empty] | 702 | 21030 | 350.5 | 5.8417 | 13.8862 | kW
[6 empty] | 703 | 21060 | 351 | 5.85 | 13.887 | kW
[6 empty] | 704 | 21090 | 351.5 | 5.8583 | 13.8878 | kW
[6 empty] | 705 | 21120 | 352 | 5.8667 | 13.8885 | kW
[6 empty] | 706 | 21150 | 352.5 | 5.875 | 13.8893 | kW
[6 empty] | 707 | 21180 | 353 | 5.8833 | 13.89 | kW
[6 empty] | 708 | 21210 | 353.5 | 5.8917 | 13.8908 | kW
[6 empty] | 709 | 21240 | 354 | 5.9 | 13.8916 | kW
[6 empty] | 710 | 21270 | 354.5 | 5.9083 | 13.8923 | kW
[6 empty] | 711 | 21300 | 355 | 5.9167 | 13.8931 | kW
[6 empty] | 712 | 21330 | 355.5 | 5.925 | 13.8938 | kW
[6 empty] | 713 | 21360 | 356 | 5.9333 | 13.8946 | kW
[6 empty] | 714 | 21390 | 356.5 | 5.9417 | 13.8953 | kW
[6 empty] | 715 | 21420 | 357 | 5.95 | 13.8961 | kW
[6 empty] | 716 | 21450 | 357.5 | 5.9583 | 13.8968 | kW
[6 empty] | 717 | 21480 | 358 | 5.9667 | 13.8975 | kW
[6 empty] | 718 | 21510 | 358.5 | 5.975 | 13.8983 | kW
[6 empty] | 719 | 21540 | 359 | 5.9833 | 13.899 | kW
[6 empty] | 720 | 21570 | 359.5 | 5.9917 | 13.8997 | kW
[6 empty] | 721 | 21600 | 360 | 6 | 13.9004 | kW
[6 empty] | 722 | 21630 | 360.5 | 6.0083 | 13.9011 | kW
[6 empty] | 723 | 21660 | 361 | 6.0167 | 13.9018 | kW
[6 empty] | 724 | 21690 | 361.5 | 6.025 | 13.9025 | kW
[6 empty] | 725 | 21720 | 362 | 6.0333 | 13.9031 | kW
[6 empty] | 726 | 21750 | 362.5 | 6.0417 | 13.9038 | kW
[6 empty] | 727 | 21780 | 363 | 6.05 | 13.9044 | kW
[6 empty] | 728 | 21810 | 363.5 | 6.0583 | 13.905 | kW
[6 empty] | 729 | 21840 | 364 | 6.0667 | 13.9056 | kW
[6 empty] | 730 | 21870 | 364.5 | 6.075 | 13.9062 | kW
[6 empty] | 731 | 21900 | 365 | 6.0833 | 13.9067 | kW
[6 empty] | 732 | 21930 | 365.5 | 6.0917 | 13.9073 | kW
[6 empty] | 733 | 21960 | 366 | 6.1 | 13.9078 | kW
[6 empty] | 734 | 21990 | 366.5 | 6.1083 | 13.9083 | kW
[6 empty] | 735 | 22020 | 367 | 6.1167 | 13.9088 | kW
[6 empty] | 736 | 22050 | 367.5 | 6.125 | 13.9093 | kW
[6 empty] | 737 | 22080 | 368 | 6.1333 | 13.9098 | kW
[6 empty] | 738 | 22110 | 368.5 | 6.1417 | 13.9103 | kW
[6 empty] | 739 | 22140 | 369 | 6.15 | 13.9108 | kW
[6 empty] | 740 | 22170 | 369.5 | 6.1583 | 13.9112 | kW
[6 empty] | 741 | 22200 | 370 | 6.1667 | 13.9116 | kW
[6 empty] | 742 | 22230 | 370.5 | 6.175 | 13.912 | kW
[6 empty] | 743 | 22260 | 371 | 6.1833 | 13.9125 | kW
[6 empty] | 744 | 22290 | 371.5 | 6.1917 | 13.9128 | kW
[6 empty] | 745 | 22320 | 372 | 6.2 | 13.9132 | kW
[6 empty] | 746 | 22350 | 372.5 | 6.2083 | 13.9136 | kW
[6 empty] | 747 | 22380 | 373 | 6.2167 | 13.914 | kW
[6 empty] | 748 | 22410 | 373.5 | 6.225 | 13.9143 | kW
[6 empty] | 749 | 22440 | 374 | 6.2333 | 13.9146 | kW
[6 empty] | 750 | 22470 | 374.5 | 6.2417 | 13.915 | kW
[6 empty] | 751 | 22500 | 375 | 6.25 | 13.9153 | kW
[6 empty] | 752 | 22530 | 375.5 | 6.2583 | 13.9156 | kW
[6 empty] | 753 | 22560 | 376 | 6.2667 | 13.9159 | kW
[6 empty] | 754 | 22590 | 376.5 | 6.275 | 13.9162 | kW
[6 empty] | 755 | 22620 | 377 | 6.2833 | 13.9165 | kW
[6 empty] | 756 | 22650 | 377.5 | 6.2917 | 13.9167 | kW
[6 empty] | 757 | 22680 | 378 | 6.3 | 13.917 | kW
[6 empty] | 758 | 22710 | 378.5 | 6.3083 | 13.9172 | kW
[6 empty] | 759 | 22740 | 379 | 6.3167 | 13.9175 | kW
[6 empty] | 760 | 22770 | 379.5 | 6.325 | 13.9177 | kW
[6 empty] | 761 | 22800 | 380 | 6.3333 | 13.9179 | kW
[6 empty] | 762 | 22830 | 380.5 | 6.3417 | 13.9182 | kW
[6 empty] | 763 | 22860 | 381 | 6.35 | 13.9184 | kW
[6 empty] | 764 | 22890 | 381.5 | 6.3583 | 13.9186 | kW
[6 empty] | 765 | 22920 | 382 | 6.3667 | 13.9188 | kW
[6 empty] | 766 | 22950 | 382.5 | 6.375 | 13.919 | kW
[6 empty] | 767 | 22980 | 383 | 6.3833 | 13.9192 | kW
[6 empty] | 768 | 23010 | 383.5 | 6.3917 | 13.9193 | kW
[6 empty] | 769 | 23040 | 384 | 6.4 | 13.9195 | kW
[6 empty] | 770 | 23070 | 384.5 | 6.4083 | 13.9197 | kW
[6 empty] | 771 | 23100 | 385 | 6.4167 | 13.9198 | kW
[6 empty] | 772 | 23130 | 385.5 | 6.425 | 13.9199 | kW
[6 empty] | 773 | 23160 | 386 | 6.4333 | 13.9201 | kW
[6 empty] | 774 | 23190 | 386.5 | 6.4417 | 13.9202 | kW
[6 empty] | 775 | 23220 | 387 | 6.45 | 13.9203 | kW
[6 empty] | 776 | 23250 | 387.5 | 6.4583 | 13.9204 | kW
[6 empty] | 777 | 23280 | 388 | 6.4667 | 13.9205 | kW
[6 empty] | 778 | 23310 | 388.5 | 6.475 | 13.9206 | kW
[6 empty] | 779 | 23340 | 389 | 6.4833 | 13.9206 | kW
[6 empty] | 780 | 23370 | 389.5 | 6.4917 | 13.9208 | kW
[6 empty] | 781 | 23400 | 390 | 6.5 | 13.9209 | kW
[6 empty] | 782 | 23430 | 390.5 | 6.5083 | 13.921 | kW
[6 empty] | 783 | 23460 | 391 | 6.5167 | 13.921 | kW
[6 empty] | 784 | 23490 | 391.5 | 6.525 | 13.9211 | kW
[6 empty] | 785 | 23520 | 392 | 6.5333 | 13.9211 | kW
[6 empty] | 786 | 23550 | 392.5 | 6.5417 | 13.9212 | kW
[6 empty] | 787 | 23580 | 393 | 6.55 | 13.9212 | kW
[6 empty] | 788 | 23610 | 393.5 | 6.5583 | 13.9212 | kW
[6 empty] | 789 | 23640 | 394 | 6.5667 | 13.9213 | kW
[6 empty] | 790 | 23670 | 394.5 | 6.575 | 13.9213 | kW
[6 empty] | 791 | 23700 | 395 | 6.5833 | 13.9213 | kW
[6 empty] | 792 | 23730 | 395.5 | 6.5917 | 13.9213 | kW
[6 empty] | 793 | 23760 | 396 | 6.6 | 13.9213 | kW
[6 empty] | 794 | 23790 | 396.5 | 6.6083 | 13.9212 | kW
[6 empty] | 795 | 23820 | 397 | 6.6167 | 13.9212 | kW
[6 empty] | 796 | 23850 | 397.5 | 6.625 | 13.9212 | kW
[6 empty] | 797 | 23880 | 398 | 6.6333 | 13.9211 | kW
[6 empty] | 798 | 23910 | 398.5 | 6.6417 | 13.9212 | kW
[6 empty] | 799 | 23940 | 399 | 6.65 | 13.9212 | kW
[6 empty] | 800 | 23970 | 399.5 | 6.6583 | 13.9211 | kW
[6 empty] | 801 | 24000 | 400 | 6.6667 | 13.9211 | kW
[6 empty] | 802 | 24030 | 400.5 | 6.675 | 13.921 | kW
[6 empty] | 803 | 24060 | 401 | 6.6833 | 13.921 | kW
[6 empty] | 804 | 24090 | 401.5 | 6.6917 | 13.9209 | kW
[6 empty] | 805 | 24120 | 402 | 6.7 | 13.9209 | kW
[6 empty] | 806 | 24150 | 402.5 | 6.7083 | 13.9208 | kW
[6 empty] | 807 | 24180 | 403 | 6.7167 | 13.9207 | kW
[6 empty] | 808 | 24210 | 403.5 | 6.725 | 13.9206 | kW
[6 empty] | 809 | 24240 | 404 | 6.7333 | 13.9205 | kW
[6 empty] | 810 | 24270 | 404.5 | 6.7417 | 13.9204 | kW
[6 empty] | 811 | 24300 | 405 | 6.75 | 13.9203 | kW
[6 empty] | 812 | 24330 | 405.5 | 6.7583 | 13.9202 | kW
[6 empty] | 813 | 24360 | 406 | 6.7667 | 13.9201 | kW
[6 empty] | 814 | 24390 | 406.5 | 6.775 | 13.9199 | kW
[6 empty] | 815 | 24420 | 407 | 6.7833 | 13.9198 | kW
[6 empty] | 816 | 24450 | 407.5 | 6.7917 | 13.9197 | kW
[6 empty] | 817 | 24480 | 408 | 6.8 | 13.9196 | kW
[6 empty] | 818 | 24510 | 408.5 | 6.8083 | 13.9195 | kW
[6 empty] | 819 | 24540 | 409 | 6.8167 | 13.9193 | kW
[6 empty] | 820 | 24570 | 409.5 | 6.825 | 13.9192 | kW
[6 empty] | 821 | 24600 | 410 | 6.8333 | 13.9191 | kW
[6 empty] | 822 | 24630 | 410.5 | 6.8417 | 13.9189 | kW
[6 empty] | 823 | 24660 | 411 | 6.85 | 13.9188 | kW
[6 empty] | 824 | 24690 | 411.5 | 6.8583 | 13.9186 | kW
[6 empty] | 825 | 24720 | 412 | 6.8667 | 13.9184 | kW
[6 empty] | 826 | 24750 | 412.5 | 6.875 | 13.9183 | kW
[6 empty] | 827 | 24780 | 413 | 6.8833 | 13.9181 | kW
[6 empty] | 828 | 24810 | 413.5 | 6.8917 | 13.9179 | kW
[6 empty] | 829 | 24840 | 414 | 6.9 | 13.9178 | kW
[6 empty] | 830 | 24870 | 414.5 | 6.9083 | 13.9176 | kW
[6 empty] | 831 | 24900 | 415 | 6.9167 | 13.9174 | kW
[6 empty] | 832 | 24930 | 415.5 | 6.925 | 13.9172 | kW
[6 empty] | 833 | 24960 | 416 | 6.9333 | 13.917 | kW
[6 empty] | 834 | 24990 | 416.5 | 6.9417 | 13.9168 | kW
[6 empty] | 835 | 25020 | 417 | 6.95 | 13.9166 | kW
[6 empty] | 836 | 25050 | 417.5 | 6.9583 | 13.9164 | kW
[6 empty] | 837 | 25080 | 418 | 6.9667 | 13.9162 | kW
[6 empty] | 838 | 25110 | 418.5 | 6.975 | 13.916 | kW
[6 empty] | 839 | 25140 | 419 | 6.9833 | 13.9158 | kW
[6 empty] | 840 | 25170 | 419.5 | 6.9917 | 13.9156 | kW
[6 empty] | 841 | 25200 | 420 | 7 | 13.9153 | kW
[6 empty] | 842 | 25230 | 420.5 | 7.0083 | 13.9151 | kW
[6 empty] | 843 | 25260 | 421 | 7.0167 | 13.9149 | kW
[6 empty] | 844 | 25290 | 421.5 | 7.025 | 13.9146 | kW
[6 empty] | 845 | 25320 | 422 | 7.0333 | 13.9144 | kW
[6 empty] | 846 | 25350 | 422.5 | 7.0417 | 13.9142 | kW
[6 empty] | 847 | 25380 | 423 | 7.05 | 13.9139 | kW
[6 empty] | 848 | 25410 | 423.5 | 7.0583 | 13.9136 | kW
[6 empty] | 849 | 25440 | 424 | 7.0667 | 13.9134 | kW
[6 empty] | 850 | 25470 | 424.5 | 7.075 | 13.9131 | kW
[6 empty] | 851 | 25500 | 425 | 7.0833 | 13.9128 | kW
[6 empty] | 852 | 25530 | 425.5 | 7.0917 | 13.9126 | kW
[6 empty] | 853 | 25560 | 426 | 7.1 | 13.9123 | kW
[6 empty] | 854 | 25590 | 426.5 | 7.1083 | 13.912 | kW
[6 empty] | 855 | 25620 | 427 | 7.1167 | 13.9117 | kW
[6 empty] | 856 | 25650 | 427.5 | 7.125 | 13.9114 | kW
[6 empty] | 857 | 25680 | 428 | 7.1333 | 13.9111 | kW
[6 empty] | 858 | 25710 | 428.5 | 7.1417 | 13.9108 | kW
[6 empty] | 859 | 25740 | 429 | 7.15 | 13.9105 | kW
[6 empty] | 860 | 25770 | 429.5 | 7.1583 | 13.9102 | kW
[6 empty] | 861 | 25800 | 430 | 7.1667 | 13.9099 | kW
[6 empty] | 862 | 25830 | 430.5 | 7.175 | 13.9095 | kW
[6 empty] | 863 | 25860 | 431 | 7.1833 | 13.9092 | kW
[6 empty] | 864 | 25890 | 431.5 | 7.1917 | 13.9089 | kW
[6 empty] | 865 | 25920 | 432 | 7.2 | 13.9085 | kW
[6 empty] | 866 | 25950 | 432.5 | 7.2083 | 13.9082 | kW
[6 empty] | 867 | 25980 | 433 | 7.2167 | 13.9078 | kW
[6 empty] | 868 | 26010 | 433.5 | 7.225 | 13.9075 | kW
[6 empty] | 869 | 26040 | 434 | 7.2333 | 13.9071 | kW
[6 empty] | 870 | 26070 | 434.5 | 7.2417 | 13.9068 | kW
[6 empty] | 871 | 26100 | 435 | 7.25 | 13.9064 | kW
[6 empty] | 872 | 26130 | 435.5 | 7.2583 | 13.9061 | kW
[6 empty] | 873 | 26160 | 436 | 7.2667 | 13.9057 | kW
[6 empty] | 874 | 26190 | 436.5 | 7.275 | 13.9053 | kW
[6 empty] | 875 | 26220 | 437 | 7.2833 | 13.9049 | kW
[6 empty] | 876 | 26250 | 437.5 | 7.2917 | 13.9045 | kW
[6 empty] | 877 | 26280 | 438 | 7.3 | 13.9042 | kW
[6 empty] | 878 | 26310 | 438.5 | 7.3083 | 13.9038 | kW
[6 empty] | 879 | 26340 | 439 | 7.3167 | 13.9034 | kW
[6 empty] | 880 | 26370 | 439.5 | 7.325 | 13.903 | kW
[6 empty] | 881 | 26400 | 440 | 7.3333 | 13.9026 | kW
[6 empty] | 882 | 26430 | 440.5 | 7.3417 | 13.9022 | kW
[6 empty] | 883 | 26460 | 441 | 7.35 | 13.9018 | kW
[6 empty] | 884 | 26490 | 441.5 | 7.3583 | 13.9013 | kW
[6 empty] | 885 | 26520 | 442 | 7.3667 | 13.9009 | kW
[6 empty] | 886 | 26550 | 442.5 | 7.375 | 13.8999 | kW
[6 empty] | 887 | 26580 | 443 | 7.3833 | 13.8995 | kW
[6 empty] | 888 | 26610 | 443.5 | 7.3917 | 13.899 | kW
[6 empty] | 889 | 26640 | 444 | 7.4 | 13.8986 | kW
[6 empty] | 890 | 26670 | 444.5 | 7.4083 | 13.8981 | kW
[6 empty] | 891 | 26700 | 445 | 7.4167 | 13.8977 | kW
[6 empty] | 892 | 26730 | 445.5 | 7.425 | 13.8972 | kW
[6 empty] | 893 | 26760 | 446 | 7.4333 | 13.8968 | kW
[6 empty] | 894 | 26790 | 446.5 | 7.4417 | 13.8963 | kW
[6 empty] | 895 | 26820 | 447 | 7.45 | 13.8959 | kW
[6 empty] | 896 | 26850 | 447.5 | 7.4583 | 13.8954 | kW
[6 empty] | 897 | 26880 | 448 | 7.4667 | 13.895 | kW
[6 empty] | 898 | 26910 | 448.5 | 7.475 | 13.8945 | kW
[6 empty] | 899 | 26940 | 449 | 7.4833 | 13.8941 | kW
[6 empty] | 900 | 26970 | 449.5 | 7.4917 | 13.8936 | kW
[6 empty] | 901 | 27000 | 450 | 7.5 | 13.8932 | kW
[6 empty] | 902 | 27030 | 450.5 | 7.5083 | 13.8927 | kW
[6 empty] | 903 | 27060 | 451 | 7.5167 | 13.8923 | kW
[6 empty] | 904 | 27090 | 451.5 | 7.525 | 13.8918 | kW
[6 empty] | 905 | 27120 | 452 | 7.5333 | 13.8914 | kW
[6 empty] | 906 | 27150 | 452.5 | 7.5417 | 13.8909 | kW
[6 empty] | 907 | 27180 | 453 | 7.55 | 13.8905 | kW
[6 empty] | 908 | 27210 | 453.5 | 7.5583 | 13.89 | kW
[6 empty] | 909 | 27240 | 454 | 7.5667 | 13.8896 | kW
[6 empty] | 910 | 27270 | 454.5 | 7.575 | 13.8891 | kW
[6 empty] | 911 | 27300 | 455 | 7.5833 | 13.888 | kW
[6 empty] | 912 | 27330 | 455.5 | 7.5917 | 13.8872 | kW
[6 empty] | 913 | 27360 | 456 | 7.6 | 13.8866 | kW
[6 empty] | 914 | 27390 | 456.5 | 7.6083 | 13.8861 | kW
[6 empty] | 915 | 27420 | 457 | 7.6167 | 13.8856 | kW
[6 empty] | 916 | 27450 | 457.5 | 7.625 | 13.8851 | kW
[6 empty] | 917 | 27480 | 458 | 7.6333 | 13.8845 | kW
[6 empty] | 918 | 27510 | 458.5 | 7.6417 | 13.884 | kW
[6 empty] | 919 | 27540 | 459 | 7.65 | 13.8835 | kW
[6 empty] | 920 | 27570 | 459.5 | 7.6583 | 13.8829 | kW
[6 empty] | 921 | 27600 | 460 | 7.6667 | 13.8824 | kW
[6 empty] | 922 | 27630 | 460.5 | 7.675 | 13.8819 | kW
[6 empty] | 923 | 27660 | 461 | 7.6833 | 13.8814 | kW
[6 empty] | 924 | 27690 | 461.5 | 7.6917 | 13.8808 | kW
[6 empty] | 925 | 27720 | 462 | 7.7 | 13.8803 | kW
[6 empty] | 926 | 27750 | 462.5 | 7.7083 | 13.8798 | kW
[6 empty] | 927 | 27780 | 463 | 7.7167 | 13.8793 | kW
[6 empty] | 928 | 27810 | 463.5 | 7.725 | 13.8787 | kW
[6 empty] | 929 | 27840 | 464 | 7.7333 | 13.8782 | kW
[6 empty] | 930 | 27870 | 464.5 | 7.7417 | 13.8777 | kW
[6 empty] | 931 | 27900 | 465 | 7.75 | 13.8772 | kW
[6 empty] | 932 | 27930 | 465.5 | 7.7583 | 13.8766 | kW
[6 empty] | 933 | 27960 | 466 | 7.7667 | 13.8761 | kW
[6 empty] | 934 | 27990 | 466.5 | 7.775 | 13.8756 | kW
[6 empty] | 935 | 28020 | 467 | 7.7833 | 13.8751 | kW
[6 empty] | 936 | 28050 | 467.5 | 7.7917 | 13.8744 | kW
[6 empty] | 937 | 28080 | 468 | 7.8 | 13.8737 | kW
[6 empty] | 938 | 28110 | 468.5 | 7.8083 | 13.8731 | kW
[6 empty] | 939 | 28140 | 469 | 7.8167 | 13.8725 | kW
[6 empty] | 940 | 28170 | 469.5 | 7.825 | 13.8719 | kW
[6 empty] | 941 | 28200 | 470 | 7.8333 | 13.8713 | kW
[6 empty] | 942 | 28230 | 470.5 | 7.8417 | 13.8708 | kW
[6 empty] | 943 | 28260 | 471 | 7.85 | 13.8702 | kW
[6 empty] | 944 | 28290 | 471.5 | 7.8583 | 13.8694 | kW
[6 empty] | 945 | 28320 | 472 | 7.8667 | 13.8688 | kW
[6 empty] | 946 | 28350 | 472.5 | 7.875 | 13.8682 | kW
[6 empty] | 947 | 28380 | 473 | 7.8833 | 13.8675 | kW
[6 empty] | 948 | 28410 | 473.5 | 7.8917 | 13.8669 | kW
[6 empty] | 949 | 28440 | 474 | 7.9 | 13.8663 | kW
[6 empty] | 950 | 28470 | 474.5 | 7.9083 | 13.8656 | kW
[6 empty] | 951 | 28500 | 475 | 7.9167 | 13.865 | kW
[6 empty] | 952 | 28530 | 475.5 | 7.925 | 13.8643 | kW
[6 empty] | 953 | 28560 | 476 | 7.9333 | 13.8637 | kW
[6 empty] | 954 | 28590 | 476.5 | 7.9417 | 13.863 | kW
[6 empty] | 955 | 28620 | 477 | 7.95 | 13.8623 | kW
[6 empty] | 956 | 28650 | 477.5 | 7.9583 | 13.8617 | kW
[6 empty] | 957 | 28680 | 478 | 7.9667 | 13.861 | kW
[6 empty] | 958 | 28710 | 478.5 | 7.975 | 13.8603 | kW
[6 empty] | 959 | 28740 | 479 | 7.9833 | 13.8596 | kW
[6 empty] | 960 | 28770 | 479.5 | 7.9917 | 13.8589 | kW
[6 empty] | 961 | 28800 | 480 | 8 | 13.8583 | kW
[6 empty] | 962 | 28830 | 480.5 | 8.0083 | 13.8576 | kW
[6 empty] | 963 | 28860 | 481 | 8.0167 | 13.8563 | kW
[6 empty] | 964 | 28890 | 481.5 | 8.025 | 13.8552 | kW
[6 empty] | 965 | 28920 | 482 | 8.0333 | 13.8552 | kW
[6 empty] | 966 | 28950 | 482.5 | 8.0417 | 13.8538 | kW
[6 empty] | 967 | 28980 | 483 | 8.05 | 13.8536 | kW
[6 empty] | 968 | 29010 | 483.5 | 8.0583 | 13.8526 | kW
[6 empty] | 969 | 29040 | 484 | 8.0667 | 13.851 | kW
[6 empty] | 970 | 29070 | 484.5 | 8.075 | 13.851 | kW
[6 empty] | 971 | 29100 | 485 | 8.0833 | 13.851 | kW
[6 empty] | 972 | 29130 | 485.5 | 8.0917 | 13.851 | kW
[6 empty] | 973 | 29160 | 486 | 8.1 | 13.8485 | kW
[6 empty] | 974 | 29190 | 486.5 | 8.1083 | 13.8484 | kW
[6 empty] | 975 | 29220 | 487 | 8.1167 | 13.8484 | kW
[6 empty] | 976 | 29250 | 487.5 | 8.125 | 13.8484 | kW
[6 empty] | 977 | 29280 | 488 | 8.1333 | 13.8482 | kW
[6 empty] | 978 | 29310 | 488.5 | 8.1417 | 13.8465 | kW
[6 empty] | 979 | 29340 | 489 | 8.15 | 13.8442 | kW
[6 empty] | 980 | 29370 | 489.5 | 8.1583 | 13.8418 | kW
[6 empty] | 981 | 29400 | 490 | 8.1667 | 13.8394 | kW
[6 empty] | 982 | 29430 | 490.5 | 8.175 | 13.837 | kW
[6 empty] | 983 | 29460 | 491 | 8.1833 | 13.8346 | kW
[6 empty] | 984 | 29490 | 491.5 | 8.1917 | 13.8322 | kW
[6 empty] | 985 | 29520 | 492 | 8.2 | 13.8298 | kW
[6 empty] | 986 | 29550 | 492.5 | 8.2083 | 13.8274 | kW
[6 empty] | 987 | 29580 | 493 | 8.2167 | 13.8249 | kW
[6 empty] | 988 | 29610 | 493.5 | 8.225 | 13.8225 | kW
[6 empty] | 989 | 29640 | 494 | 8.2333 | 13.8201 | kW
[6 empty] | 990 | 29670 | 494.5 | 8.2417 | 13.8176 | kW
[6 empty] | 991 | 29700 | 495 | 8.25 | 13.8152 | kW
[6 empty] | 992 | 29730 | 495.5 | 8.2583 | 13.8127 | kW
[6 empty] | 993 | 29760 | 496 | 8.2667 | 13.8103 | kW
[6 empty] | 994 | 29790 | 496.5 | 8.275 | 13.8078 | kW
[6 empty] | 995 | 29820 | 497 | 8.2833 | 13.8053 | kW
[6 empty] | 996 | 29850 | 497.5 | 8.2917 | 13.8028 | kW
[6 empty] | 997 | 29880 | 498 | 8.3 | 13.8003 | kW
[6 empty] | 998 | 29910 | 498.5 | 8.3083 | 13.7978 | kW
[6 empty] | 999 | 29940 | 499 | 8.3167 | 13.7953 | kW
[6 empty] | 1000 | 29970 | 499.5 | 8.325 | 13.7928 | kW
[6 empty] | 1001 | 30000 | 500 | 8.3333 | 13.7902 | kW
[6 empty] | 1002 | 30030 | 500.5 | 8.3417 | 13.7877 | kW
[6 empty] | 1003 | 30060 | 501 | 8.35 | 13.7851 | kW
[6 empty] | 1004 | 30090 | 501.5 | 8.3583 | 13.7826 | kW
[6 empty] | 1005 | 30120 | 502 | 8.3667 | 13.78 | kW
[6 empty] | 1006 | 30150 | 502.5 | 8.375 | 13.7774 | kW
[6 empty] | 1007 | 30180 | 503 | 8.3833 | 13.7748 | kW
[6 empty] | 1008 | 30210 | 503.5 | 8.3917 | 13.7722 | kW
[6 empty] | 1009 | 30240 | 504 | 8.4 | 13.7696 | kW
[6 empty] | 1010 | 30270 | 504.5 | 8.4083 | 13.767 | kW
[6 empty] | 1011 | 30300 | 505 | 8.4167 | 13.7644 | kW
[6 empty] | 1012 | 30330 | 505.5 | 8.425 | 13.7618 | kW
[6 empty] | 1013 | 30360 | 506 | 8.4333 | 13.7591 | kW
[6 empty] | 1014 | 30390 | 506.5 | 8.4417 | 13.7565 | kW
[6 empty] | 1015 | 30420 | 507 | 8.45 | 13.7538 | kW
[6 empty] | 1016 | 30450 | 507.5 | 8.4583 | 13.7511 | kW
[6 empty] | 1017 | 30480 | 508 | 8.4667 | 13.7485 | kW
[6 empty] | 1018 | 30510 | 508.5 | 8.475 | 13.7458 | kW
[6 empty] | 1019 | 30540 | 509 | 8.4833 | 13.7431 | kW
[6 empty] | 1020 | 30570 | 509.5 | 8.4917 | 13.7404 | kW
[6 empty] | 1021 | 30600 | 510 | 8.5 | 13.7376 | kW
[6 empty] | 1022 | 30630 | 510.5 | 8.5083 | 13.7349 | kW
[6 empty] | 1023 | 30660 | 511 | 8.5167 | 13.7321 | kW
[6 empty] | 1024 | 30690 | 511.5 | 8.525 | 13.7294 | kW
[6 empty] | 1025 | 30720 | 512 | 8.5333 | 13.7266 | kW
[6 empty] | 1026 | 30750 | 512.5 | 8.5417 | 13.7238 | kW
[6 empty] | 1027 | 30780 | 513 | 8.55 | 13.721 | kW
[6 empty] | 1028 | 30810 | 513.5 | 8.5583 | 13.7182 | kW
[6 empty] | 1029 | 30840 | 514 | 8.5667 | 13.7154 | kW
[6 empty] | 1030 | 30870 | 514.5 | 8.575 | 13.7126 | kW
[6 empty] | 1031 | 30900 | 515 | 8.5833 | 13.7098 | kW
[6 empty] | 1032 | 30930 | 515.5 | 8.5917 | 13.707 | kW
[6 empty] | 1033 | 30960 | 516 | 8.6 | 13.7041 | kW
[6 empty] | 1034 | 30990 | 516.5 | 8.6083 | 13.7012 | kW
[6 empty] | 1035 | 31020 | 517 | 8.6167 | 13.6983 | kW
[6 empty] | 1036 | 31050 | 517.5 | 8.625 | 13.6955 | kW
[6 empty] | 1037 | 31080 | 518 | 8.6333 | 13.6926 | kW
[6 empty] | 1038 | 31110 | 518.5 | 8.6417 | 13.6897 | kW
[6 empty] | 1039 | 31140 | 519 | 8.65 | 13.6867 | kW
[6 empty] | 1040 | 31170 | 519.5 | 8.6583 | 13.6838 | kW
[6 empty] | 1041 | 31200 | 520 | 8.6667 | 13.6809 | kW
[6 empty] | 1042 | 31230 | 520.5 | 8.675 | 13.6779 | kW
[6 empty] | 1043 | 31260 | 521 | 8.6833 | 13.6749 | kW
[6 empty] | 1044 | 31290 | 521.5 | 8.6917 | 13.672 | kW
[6 empty] | 1045 | 31320 | 522 | 8.7 | 13.669 | kW
[6 empty] | 1046 | 31350 | 522.5 | 8.7083 | 13.666 | kW
[6 empty] | 1047 | 31380 | 523 | 8.7167 | 13.6629 | kW
[6 empty] | 1048 | 31410 | 523.5 | 8.725 | 13.6599 | kW
[6 empty] | 1049 | 31440 | 524 | 8.7333 | 13.6569 | kW
[6 empty] | 1050 | 31470 | 524.5 | 8.7417 | 13.6538 | kW
[6 empty] | 1051 | 31500 | 525 | 8.75 | 13.6507 | kW
[6 empty] | 1052 | 31530 | 525.5 | 8.7583 | 13.6477 | kW
[6 empty] | 1053 | 31560 | 526 | 8.7667 | 13.6446 | kW
[6 empty] | 1054 | 31590 | 526.5 | 8.775 | 13.6415 | kW
[6 empty] | 1055 | 31620 | 527 | 8.7833 | 13.6383 | kW
[6 empty] | 1056 | 31650 | 527.5 | 8.7917 | 13.6352 | kW
[6 empty] | 1057 | 31680 | 528 | 8.8 | 13.6321 | kW
[6 empty] | 1058 | 31710 | 528.5 | 8.8083 | 13.6289 | kW
[6 empty] | 1059 | 31740 | 529 | 8.8167 | 13.6257 | kW
[6 empty] | 1060 | 31770 | 529.5 | 8.825 | 13.6225 | kW
[6 empty] | 1061 | 31800 | 530 | 8.8333 | 13.6194 | kW
[6 empty] | 1062 | 31830 | 530.5 | 8.8417 | 13.6162 | kW
[6 empty] | 1063 | 31860 | 531 | 8.85 | 13.6129 | kW
[6 empty] | 1064 | 31890 | 531.5 | 8.8583 | 13.6097 | kW
[6 empty] | 1065 | 31920 | 532 | 8.8667 | 13.6064 | kW
[6 empty] | 1066 | 31950 | 532.5 | 8.875 | 13.6032 | kW
[6 empty] | 1067 | 31980 | 533 | 8.8833 | 13.5999 | kW
[6 empty] | 1068 | 32010 | 533.5 | 8.8917 | 13.5966 | kW
[6 empty] | 1069 | 32040 | 534 | 8.9 | 13.5933 | kW
[6 empty] | 1070 | 32070 | 534.5 | 8.9083 | 13.59 | kW
[6 empty] | 1071 | 32100 | 535 | 8.9167 | 13.5867 | kW
[6 empty] | 1072 | 32130 | 535.5 | 8.925 | 13.5833 | kW
[6 empty] | 1073 | 32160 | 536 | 8.9333 | 13.58 | kW
[6 empty] | 1074 | 32190 | 536.5 | 8.9417 | 13.5766 | kW
[6 empty] | 1075 | 32220 | 537 | 8.95 | 13.5732 | kW
[6 empty] | 1076 | 32250 | 537.5 | 8.9583 | 13.5698 | kW
[6 empty] | 1077 | 32280 | 538 | 8.9667 | 13.5664 | kW
[6 empty] | 1078 | 32310 | 538.5 | 8.975 | 13.563 | kW
[6 empty] | 1079 | 32340 | 539 | 8.9833 | 13.5596 | kW
[6 empty] | 1080 | 32370 | 539.5 | 8.9917 | 13.5561 | kW
[6 empty] | 1081 | 32400 | 540 | 9 | 13.5527 | kW
[6 empty] | 1082 | 32430 | 540.5 | 9.0083 | 13.5492 | kW
[6 empty] | 1083 | 32460 | 541 | 9.0167 | 13.5457 | kW
[6 empty] | 1084 | 32490 | 541.5 | 9.025 | 13.5422 | kW
[6 empty] | 1085 | 32520 | 542 | 9.0333 | 13.5387 | kW
[6 empty] | 1086 | 32550 | 542.5 | 9.0417 | 13.5352 | kW
[6 empty] | 1087 | 32580 | 543 | 9.05 | 13.5317 | kW
[6 empty] | 1088 | 32610 | 543.5 | 9.0583 | 13.5282 | kW
[6 empty] | 1089 | 32640 | 544 | 9.0667 | 13.5247 | kW
[6 empty] | 1090 | 32670 | 544.5 | 9.075 | 13.5211 | kW
[6 empty] | 1091 | 32700 | 545 | 9.0833 | 13.5176 | kW
[6 empty] | 1092 | 32730 | 545.5 | 9.0917 | 13.514 | kW
[6 empty] | 1093 | 32760 | 546 | 9.1 | 13.5104 | kW
[6 empty] | 1094 | 32790 | 546.5 | 9.1083 | 13.5067 | kW
[6 empty] | 1095 | 32820 | 547 | 9.1167 | 13.5031 | kW
[6 empty] | 1096 | 32850 | 547.5 | 9.125 | 13.4995 | kW
[6 empty] | 1097 | 32880 | 548 | 9.1333 | 13.4959 | kW
[6 empty] | 1098 | 32910 | 548.5 | 9.1417 | 13.4923 | kW
[6 empty] | 1099 | 32940 | 549 | 9.15 | 13.4887 | kW
[6 empty] | 1100 | 32970 | 549.5 | 9.1583 | 13.4851 | kW
[6 empty] | 1101 | 33000 | 550 | 9.1667 | 13.4815 | kW
[6 empty] | 1102 | 33030 | 550.5 | 9.175 | 13.4771 | kW
[6 empty] | 1103 | 33060 | 551 | 9.1833 | 13.4733 | kW
[6 empty] | 1104 | 33090 | 551.5 | 9.1917 | 13.4695 | kW
[6 empty] | 1105 | 33120 | 552 | 9.2 | 13.4658 | kW
[6 empty] | 1106 | 33150 | 552.5 | 9.2083 | 13.4621 | kW
[6 empty] | 1107 | 33180 | 553 | 9.2167 | 13.4584 | kW
[6 empty] | 1108 | 33210 | 553.5 | 9.225 | 13.4547 | kW
[6 empty] | 1109 | 33240 | 554 | 9.2333 | 13.451 | kW
[6 empty] | 1110 | 33270 | 554.5 | 9.2417 | 13.4473 | kW
[6 empty] | 1111 | 33300 | 555 | 9.25 | 13.4436 | kW
[6 empty] | 1112 | 33330 | 555.5 | 9.2583 | 13.4399 | kW
[6 empty] | 1113 | 33360 | 556 | 9.2667 | 13.4362 | kW
[6 empty] | 1114 | 33390 | 556.5 | 9.275 | 13.4325 | kW
[6 empty] | 1115 | 33420 | 557 | 9.2833 | 13.4288 | kW
[6 empty] | 1116 | 33450 | 557.5 | 9.2917 | 13.4251 | kW
[6 empty] | 1117 | 33480 | 558 | 9.3 | 13.4213 | kW
[6 empty] | 1118 | 33510 | 558.5 | 9.3083 | 13.4168 | kW
[6 empty] | 1119 | 33540 | 559 | 9.3167 | 13.4124 | kW
[6 empty] | 1120 | 33570 | 559.5 | 9.325 | 13.4085 | kW
[6 empty] | 1121 | 33600 | 560 | 9.3333 | 13.4046 | kW
[6 empty] | 1122 | 33630 | 560.5 | 9.3417 | 13.4007 | kW
[6 empty] | 1123 | 33660 | 561 | 9.35 | 13.3969 | kW
[6 empty] | 1124 | 33690 | 561.5 | 9.3583 | 13.393 | kW
[6 empty] | 1125 | 33720 | 562 | 9.3667 | 13.3891 | kW
[6 empty] | 1126 | 33750 | 562.5 | 9.375 | 13.3852 | kW
[6 empty] | 1127 | 33780 | 563 | 9.3833 | 13.3813 | kW
[6 empty] | 1128 | 33810 | 563.5 | 9.3917 | 13.3775 | kW
[6 empty] | 1129 | 33840 | 564 | 9.4 | 13.3736 | kW
[6 empty] | 1130 | 33870 | 564.5 | 9.4083 | 13.3697 | kW
[6 empty] | 1131 | 33900 | 565 | 9.4167 | 13.3658 | kW
[6 empty] | 1132 | 33930 | 565.5 | 9.425 | 13.362 | kW
[6 empty] | 1133 | 33960 | 566 | 9.4333 | 13.3581 | kW
[6 empty] | 1134 | 33990 | 566.5 | 9.4417 | 13.3536 | kW
[6 empty] | 1135 | 34020 | 567 | 9.45 | 13.3485 | kW
[6 empty] | 1136 | 34050 | 567.5 | 9.4583 | 13.3444 | kW
[6 empty] | 1137 | 34080 | 568 | 9.4667 | 13.3404 | kW
[6 empty] | 1138 | 34110 | 568.5 | 9.475 | 13.3363 | kW
[6 empty] | 1139 | 34140 | 569 | 9.4833 | 13.3322 | kW
[6 empty] | 1140 | 34170 | 569.5 | 9.4917 | 13.3281 | kW
[6 empty] | 1141 | 34200 | 570 | 9.5 | 13.324 | kW
[6 empty] | 1142 | 34230 | 570.5 | 9.5083 | 13.32 | kW
[6 empty] | 1143 | 34260 | 571 | 9.5167 | 13.3159 | kW
[6 empty] | 1144 | 34290 | 571.5 | 9.525 | 13.3118 | kW
[6 empty] | 1145 | 34320 | 572 | 9.5333 | 13.3077 | kW
[6 empty] | 1146 | 34350 | 572.5 | 9.5417 | 13.3036 | kW
[6 empty] | 1147 | 34380 | 573 | 9.55 | 13.2996 | kW
[6 empty] | 1148 | 34410 | 573.5 | 9.5583 | 13.2955 | kW
[6 empty] | 1149 | 34440 | 574 | 9.5667 | 13.2914 | kW
[6 empty] | 1150 | 34470 | 574.5 | 9.575 | 13.2871 | kW
[6 empty] | 1151 | 34500 | 575 | 9.5833 | 13.2811 | kW
[6 empty] | 1152 | 34530 | 575.5 | 9.5917 | 13.2768 | kW
[6 empty] | 1153 | 34560 | 576 | 9.6 | 13.2724 | kW
[6 empty] | 1154 | 34590 | 576.5 | 9.6083 | 13.268 | kW
[6 empty] | 1155 | 34620 | 577 | 9.6167 | 13.2637 | kW
[6 empty] | 1156 | 34650 | 577.5 | 9.625 | 13.2593 | kW
[6 empty] | 1157 | 34680 | 578 | 9.6333 | 13.2549 | kW
[6 empty] | 1158 | 34710 | 578.5 | 9.6417 | 13.2505 | kW
[6 empty] | 1159 | 34740 | 579 | 9.65 | 13.2461 | kW
[6 empty] | 1160 | 34770 | 579.5 | 9.6583 | 13.2417 | kW
[6 empty] | 1161 | 34800 | 580 | 9.6667 | 13.2373 | kW
[6 empty] | 1162 | 34830 | 580.5 | 9.675 | 13.2329 | kW
[6 empty] | 1163 | 34860 | 581 | 9.6833 | 13.2285 | kW
[6 empty] | 1164 | 34890 | 581.5 | 9.6917 | 13.224 | kW
[6 empty] | 1165 | 34920 | 582 | 9.7 | 13.2196 | kW
[6 empty] | 1166 | 34950 | 582.5 | 9.7083 | 13.2152 | kW
[6 empty] | 1167 | 34980 | 583 | 9.7167 | 13.2107 | kW
[6 empty] | 1168 | 35010 | 583.5 | 9.725 | 13.2063 | kW
[6 empty] | 1169 | 35040 | 584 | 9.7333 | 13.2018 | kW
[6 empty] | 1170 | 35070 | 584.5 | 9.7417 | 13.1973 | kW
[6 empty] | 1171 | 35100 | 585 | 9.75 | 13.1929 | kW
[6 empty] | 1172 | 35130 | 585.5 | 9.7583 | 13.1884 | kW
[6 empty] | 1173 | 35160 | 586 | 9.7667 | 13.1839 | kW
[6 empty] | 1174 | 35190 | 586.5 | 9.775 | 13.1794 | kW
[6 empty] | 1175 | 35220 | 587 | 9.7833 | 13.1749 | kW
[6 empty] | 1176 | 35250 | 587.5 | 9.7917 | 13.1704 | kW
[6 empty] | 1177 | 35280 | 588 | 9.8 | 13.1659 | kW
[6 empty] | 1178 | 35310 | 588.5 | 9.8083 | 13.1614 | kW
[6 empty] | 1179 | 35340 | 589 | 9.8167 | 13.1568 | kW
[6 empty] | 1180 | 35370 | 589.5 | 9.825 | 13.1519 | kW
[6 empty] | 1181 | 35400 | 590 | 9.8333 | 13.1472 | kW
[6 empty] | 1182 | 35430 | 590.5 | 9.8417 | 13.1425 | kW
[6 empty] | 1183 | 35460 | 591 | 9.85 | 13.1377 | kW
[6 empty] | 1184 | 35490 | 591.5 | 9.8583 | 13.133 | kW
[6 empty] | 1185 | 35520 | 592 | 9.8667 | 13.1282 | kW
[6 empty] | 1186 | 35550 | 592.5 | 9.875 | 13.1234 | kW
[6 empty] | 1187 | 35580 | 593 | 9.8833 | 13.1186 | kW
[6 empty] | 1188 | 35610 | 593.5 | 9.8917 | 13.1138 | kW
[6 empty] | 1189 | 35640 | 594 | 9.9 | 13.1089 | kW
[6 empty] | 1190 | 35670 | 594.5 | 9.9083 | 13.104 | kW
[6 empty] | 1191 | 35700 | 595 | 9.9167 | 13.0991 | kW
[6 empty] | 1192 | 35730 | 595.5 | 9.925 | 13.0942 | kW
[6 empty] | 1193 | 35760 | 596 | 9.9333 | 13.0893 | kW
[6 empty] | 1194 | 35790 | 596.5 | 9.9417 | 13.0843 | kW
[6 empty] | 1195 | 35820 | 597 | 9.95 | 13.0793 | kW
[6 empty] | 1196 | 35850 | 597.5 | 9.9583 | 13.0743 | kW
[6 empty] | 1197 | 35880 | 598 | 9.9667 | 13.0693 | kW
[6 empty] | 1198 | 35910 | 598.5 | 9.975 | 13.0643 | kW
[6 empty] | 1199 | 35940 | 599 | 9.9833 | 13.0593 | kW
[6 empty] | 1200 | 35970 | 599.5 | 9.9917 | 13.0542 | kW
[6 empty] | 1201 | 36000 | 600 | 10 | 13.0492 | kW
[6 empty] | 1202 | 36030 | 600.5 | 10.0083 | 13.0441 | kW
[6 empty] | 1203 | 36060 | 601 | 10.0167 | 13.039 | kW
[6 empty] | 1204 | 36090 | 601.5 | 10.025 | 13.0339 | kW
[6 empty] | 1205 | 36120 | 602 | 10.0333 | 13.0287 | kW
[6 empty] | 1206 | 36150 | 602.5 | 10.0417 | 13.0235 | kW
[6 empty] | 1207 | 36180 | 603 | 10.05 | 13.013 | kW
[6 empty] | 1208 | 36210 | 603.5 | 10.0583 | 13.0007 | kW
[6 empty] | 1209 | 36240 | 604 | 10.0667 | 13.0007 | kW
[6 empty] | 1210 | 36270 | 604.5 | 10.075 | 12.9985 | kW
[6 empty] | 1211 | 36300 | 605 | 10.0833 | 12.9836 | kW
[6 empty] | 1212 | 36330 | 605.5 | 10.0917 | 12.9836 | kW
[6 empty] | 1213 | 36360 | 606 | 10.1 | 12.9836 | kW
[6 empty] | 1214 | 36390 | 606.5 | 10.1083 | 12.9698 | kW
[6 empty] | 1215 | 36420 | 607 | 10.1167 | 12.9651 | kW
[6 empty] | 1216 | 36450 | 607.5 | 10.125 | 12.9615 | kW
[6 empty] | 1217 | 36480 | 608 | 10.1333 | 12.9579 | kW
[6 empty] | 1218 | 36510 | 608.5 | 10.1417 | 12.9542 | kW
[6 empty] | 1219 | 36540 | 609 | 10.15 | 12.9506 | kW
[6 empty] | 1220 | 36570 | 609.5 | 10.1583 | 12.947 | kW
[6 empty] | 1221 | 36600 | 610 | 10.1667 | 12.9409 | kW
[6 empty] | 1222 | 36630 | 610.5 | 10.175 | 12.9337 | kW
[6 empty] | 1223 | 36660 | 611 | 10.1833 | 12.9288 | kW
[6 empty] | 1224 | 36690 | 611.5 | 10.1917 | 12.9239 | kW
[6 empty] | 1225 | 36720 | 612 | 10.2 | 12.919 | kW
[6 empty] | 1226 | 36750 | 612.5 | 10.2083 | 12.9141 | kW
[6 empty] | 1227 | 36780 | 613 | 10.2167 | 12.9092 | kW
[6 empty] | 1228 | 36810 | 613.5 | 10.225 | 12.9042 | kW
[6 empty] | 1229 | 36840 | 614 | 10.2333 | 12.8971 | kW
[6 empty] | 1230 | 36870 | 614.5 | 10.2417 | 12.8917 | kW
[6 empty] | 1231 | 36900 | 615 | 10.25 | 12.8863 | kW
[6 empty] | 1232 | 36930 | 615.5 | 10.2583 | 12.8808 | kW
[6 empty] | 1233 | 36960 | 616 | 10.2667 | 12.8754 | kW
[6 empty] | 1234 | 36990 | 616.5 | 10.275 | 12.87 | kW
[6 empty] | 1235 | 37020 | 617 | 10.2833 | 12.8645 | kW
[6 empty] | 1236 | 37050 | 617.5 | 10.2917 | 12.8578 | kW
[6 empty] | 1237 | 37080 | 618 | 10.3 | 12.8514 | kW
[6 empty] | 1238 | 37110 | 618.5 | 10.3083 | 12.8457 | kW
[6 empty] | 1239 | 37140 | 619 | 10.3167 | 12.8399 | kW
[6 empty] | 1240 | 37170 | 619.5 | 10.325 | 12.8342 | kW
[6 empty] | 1241 | 37200 | 620 | 10.3333 | 12.8285 | kW
[6 empty] | 1242 | 37230 | 620.5 | 10.3417 | 12.8227 | kW
[6 empty] | 1243 | 37260 | 621 | 10.35 | 12.817 | kW
[6 empty] | 1244 | 37290 | 621.5 | 10.3583 | 12.8112 | kW
[6 empty] | 1245 | 37320 | 622 | 10.3667 | 12.8055 | kW
[6 empty] | 1246 | 37350 | 622.5 | 10.375 | 12.7998 | kW
[6 empty] | 1247 | 37380 | 623 | 10.3833 | 12.794 | kW
[6 empty] | 1248 | 37410 | 623.5 | 10.3917 | 12.7883 | kW
[6 empty] | 1249 | 37440 | 624 | 10.4 | 12.7797 | kW
[6 empty] | 1250 | 37470 | 624.5 | 10.4083 | 12.7735 | kW
[6 empty] | 1251 | 37500 | 625 | 10.4167 | 12.7674 | kW
[6 empty] | 1252 | 37530 | 625.5 | 10.425 | 12.7614 | kW
[6 empty] | 1253 | 37560 | 626 | 10.4333 | 12.7553 | kW
[6 empty] | 1254 | 37590 | 626.5 | 10.4417 | 12.7493 | kW
[6 empty] | 1255 | 37620 | 627 | 10.45 | 12.7433 | kW
[6 empty] | 1256 | 37650 | 627.5 | 10.4583 | 12.7372 | kW
[6 empty] | 1257 | 37680 | 628 | 10.4667 | 12.7312 | kW
[6 empty] | 1258 | 37710 | 628.5 | 10.475 | 12.7252 | kW
[6 empty] | 1259 | 37740 | 629 | 10.4833 | 12.7191 | kW
[6 empty] | 1260 | 37770 | 629.5 | 10.4917 | 12.7131 | kW
[6 empty] | 1261 | 37800 | 630 | 10.5 | 12.707 | kW
[6 empty] | 1262 | 37830 | 630.5 | 10.5083 | 12.701 | kW
[6 empty] | 1263 | 37860 | 631 | 10.5167 | 12.695 | kW
[6 empty] | 1264 | 37890 | 631.5 | 10.525 | 12.6889 | kW
[6 empty] | 1265 | 37920 | 632 | 10.5333 | 12.6829 | kW
[6 empty] | 1266 | 37950 | 632.5 | 10.5417 | 12.6768 | kW
[6 empty] | 1267 | 37980 | 633 | 10.55 | 12.6708 | kW
[6 empty] | 1268 | 38010 | 633.5 | 10.5583 | 12.663 | kW
[6 empty] | 1269 | 38040 | 634 | 10.5667 | 12.655 | kW
[6 empty] | 1270 | 38070 | 634.5 | 10.575 | 12.6486 | kW
[6 empty] | 1271 | 38100 | 635 | 10.5833 | 12.6422 | kW
[6 empty] | 1272 | 38130 | 635.5 | 10.5917 | 12.6358 | kW
[6 empty] | 1273 | 38160 | 636 | 10.6 | 12.6294 | kW
[6 empty] | 1274 | 38190 | 636.5 | 10.6083 | 12.6231 | kW
[6 empty] | 1275 | 38220 | 637 | 10.6167 | 12.6167 | kW
[6 empty] | 1276 | 38250 | 637.5 | 10.625 | 12.6103 | kW
[6 empty] | 1277 | 38280 | 638 | 10.6333 | 12.6039 | kW
[6 empty] | 1278 | 38310 | 638.5 | 10.6417 | 12.5975 | kW
[6 empty] | 1279 | 38340 | 639 | 10.65 | 12.5911 | kW
[6 empty] | 1280 | 38370 | 639.5 | 10.6583 | 12.5847 | kW
[6 empty] | 1281 | 38400 | 640 | 10.6667 | 12.5783 | kW
[6 empty] | 1282 | 38430 | 640.5 | 10.675 | 12.572 | kW
[6 empty] | 1283 | 38460 | 641 | 10.6833 | 12.5656 | kW
[6 empty] | 1284 | 38490 | 641.5 | 10.6917 | 12.5592 | kW
[6 empty] | 1285 | 38520 | 642 | 10.7 | 12.5528 | kW
[6 empty] | 1286 | 38550 | 642.5 | 10.7083 | 12.5464 | kW
[6 empty] | 1287 | 38580 | 643 | 10.7167 | 12.5397 | kW
[6 empty] | 1288 | 38610 | 643.5 | 10.725 | 12.5299 | kW
[6 empty] | 1289 | 38640 | 644 | 10.7333 | 12.5231 | kW
[6 empty] | 1290 | 38670 | 644.5 | 10.7417 | 12.5164 | kW
[6 empty] | 1291 | 38700 | 645 | 10.75 | 12.5096 | kW
[6 empty] | 1292 | 38730 | 645.5 | 10.7583 | 12.5029 | kW
[6 empty] | 1293 | 38760 | 646 | 10.7667 | 12.4961 | kW
[6 empty] | 1294 | 38790 | 646.5 | 10.775 | 12.4894 | kW
[6 empty] | 1295 | 38820 | 647 | 10.7833 | 12.4826 | kW
[6 empty] | 1296 | 38850 | 647.5 | 10.7917 | 12.4758 | kW
[6 empty] | 1297 | 38880 | 648 | 10.8 | 12.4691 | kW
[6 empty] | 1298 | 38910 | 648.5 | 10.8083 | 12.4623 | kW
[6 empty] | 1299 | 38940 | 649 | 10.8167 | 12.4556 | kW
[6 empty] | 1300 | 38970 | 649.5 | 10.825 | 12.4488 | kW
[6 empty] | 1301 | 39000 | 650 | 10.8333 | 12.4421 | kW
[6 empty] | 1302 | 39030 | 650.5 | 10.8417 | 12.4353 | kW
[6 empty] | 1303 | 39060 | 651 | 10.85 | 12.4286 | kW
[6 empty] | 1304 | 39090 | 651.5 | 10.8583 | 12.4218 | kW
[6 empty] | 1305 | 39120 | 652 | 10.8667 | 12.4151 | kW
[6 empty] | 1306 | 39150 | 652.5 | 10.875 | 12.4083 | kW
[6 empty] | 1307 | 39180 | 653 | 10.8833 | 12.4011 | kW
[6 empty] | 1308 | 39210 | 653.5 | 10.8917 | 12.3939 | kW
[6 empty] | 1309 | 39240 | 654 | 10.9 | 12.3869 | kW
[6 empty] | 1310 | 39270 | 654.5 | 10.9083 | 12.3798 | kW
[6 empty] | 1311 | 39300 | 655 | 10.9167 | 12.3726 | kW
[6 empty] | 1312 | 39330 | 655.5 | 10.925 | 12.3655 | kW
[6 empty] | 1313 | 39360 | 656 | 10.9333 | 12.3583 | kW
[6 empty] | 1314 | 39390 | 656.5 | 10.9417 | 12.351 | kW
[6 empty] | 1315 | 39420 | 657 | 10.95 | 12.3438 | kW
[6 empty] | 1316 | 39450 | 657.5 | 10.9583 | 12.3365 | kW
[6 empty] | 1317 | 39480 | 658 | 10.9667 | 12.3292 | kW
[6 empty] | 1318 | 39510 | 658.5 | 10.975 | 12.3218 | kW
[6 empty] | 1319 | 39540 | 659 | 10.9833 | 12.3144 | kW
[6 empty] | 1320 | 39570 | 659.5 | 10.9917 | 12.307 | kW
[6 empty] | 1321 | 39600 | 660 | 11 | 12.2996 | kW
[6 empty] | 1322 | 39630 | 660.5 | 11.0083 | 12.2922 | kW
[6 empty] | 1323 | 39660 | 661 | 11.0167 | 12.2847 | kW
[6 empty] | 1324 | 39690 | 661.5 | 11.025 | 12.2773 | kW
[6 empty] | 1325 | 39720 | 662 | 11.0333 | 12.2699 | kW
[6 empty] | 1326 | 39750 | 662.5 | 11.0417 | 12.2624 | kW
[6 empty] | 1327 | 39780 | 663 | 11.05 | 12.2428 | kW
[6 empty] | 1328 | 39810 | 663.5 | 11.0583 | 12.2343 | kW
[6 empty] | 1329 | 39840 | 664 | 11.0667 | 12.2343 | kW
[6 empty] | 1330 | 39870 | 664.5 | 11.075 | 12.2185 | kW
[6 empty] | 1331 | 39900 | 665 | 11.0833 | 12.2126 | kW
[6 empty] | 1332 | 39930 | 665.5 | 11.0917 | 12.2126 | kW
[6 empty] | 1333 | 39960 | 666 | 11.1 | 12.1975 | kW
[6 empty] | 1334 | 39990 | 666.5 | 11.1083 | 12.1897 | kW
[6 empty] | 1335 | 40020 | 667 | 11.1167 | 12.1847 | kW
[6 empty] | 1336 | 40050 | 667.5 | 11.125 | 12.1797 | kW
[6 empty] | 1337 | 40080 | 668 | 11.1333 | 12.1746 | kW
[6 empty] | 1338 | 40110 | 668.5 | 11.1417 | 12.1696 | kW
[6 empty] | 1339 | 40140 | 669 | 11.15 | 12.1623 | kW
[6 empty] | 1340 | 40170 | 669.5 | 11.1583 | 12.1525 | kW
[6 empty] | 1341 | 40200 | 670 | 11.1667 | 12.1457 | kW
[6 empty] | 1342 | 40230 | 670.5 | 11.175 | 12.139 | kW
[6 empty] | 1343 | 40260 | 671 | 11.1833 | 12.1322 | kW
[6 empty] | 1344 | 40290 | 671.5 | 11.1917 | 12.1255 | kW
[6 empty] | 1345 | 40320 | 672 | 11.2 | 12.1187 | kW
[6 empty] | 1346 | 40350 | 672.5 | 11.2083 | 12.1098 | kW
[6 empty] | 1347 | 40380 | 673 | 11.2167 | 12.1023 | kW
[6 empty] | 1348 | 40410 | 673.5 | 11.225 | 12.0949 | kW
[6 empty] | 1349 | 40440 | 674 | 11.2333 | 12.0875 | kW
[6 empty] | 1350 | 40470 | 674.5 | 11.2417 | 12.0801 | kW
[6 empty] | 1351 | 40500 | 675 | 11.25 | 12.0727 | kW
[6 empty] | 1352 | 40530 | 675.5 | 11.2583 | 12.0644 | kW
[6 empty] | 1353 | 40560 | 676 | 11.2667 | 12.0559 | kW
[6 empty] | 1354 | 40590 | 676.5 | 11.275 | 12.0482 | kW
[6 empty] | 1355 | 40620 | 677 | 11.2833 | 12.0405 | kW
[6 empty] | 1356 | 40650 | 677.5 | 11.2917 | 12.0329 | kW
[6 empty] | 1357 | 40680 | 678 | 11.3 | 12.0252 | kW
[6 empty] | 1358 | 40710 | 678.5 | 11.3083 | 12.0175 | kW
[6 empty] | 1359 | 40740 | 679 | 11.3167 | 12.0099 | kW
[6 empty] | 1360 | 40770 | 679.5 | 11.325 | 12.0022 | kW
[6 empty] | 1361 | 40800 | 680 | 11.3333 | 11.9945 | kW
[6 empty] | 1362 | 40830 | 680.5 | 11.3417 | 11.9869 | kW
[6 empty] | 1363 | 40860 | 681 | 11.35 | 11.9792 | kW
[6 empty] | 1364 | 40890 | 681.5 | 11.3583 | 11.9715 | kW
[6 empty] | 1365 | 40920 | 682 | 11.3667 | 11.9611 | kW
[6 empty] | 1366 | 40950 | 682.5 | 11.375 | 11.9527 | kW
[6 empty] | 1367 | 40980 | 683 | 11.3833 | 11.9448 | kW
[6 empty] | 1368 | 41010 | 683.5 | 11.3917 | 11.9369 | kW
[6 empty] | 1369 | 41040 | 684 | 11.4 | 11.929 | kW
[6 empty] | 1370 | 41070 | 684.5 | 11.4083 | 11.9211 | kW
[6 empty] | 1371 | 41100 | 685 | 11.4167 | 11.9132 | kW
[6 empty] | 1372 | 41130 | 685.5 | 11.425 | 11.9052 | kW
[6 empty] | 1373 | 41160 | 686 | 11.4333 | 11.8973 | kW
[6 empty] | 1374 | 41190 | 686.5 | 11.4417 | 11.8894 | kW
[6 empty] | 1375 | 41220 | 687 | 11.45 | 11.8815 | kW
[6 empty] | 1376 | 41250 | 687.5 | 11.4583 | 11.8736 | kW
[6 empty] | 1377 | 41280 | 688 | 11.4667 | 11.8657 | kW
[6 empty] | 1378 | 41310 | 688.5 | 11.475 | 11.8577 | kW
[6 empty] | 1379 | 41340 | 689 | 11.4833 | 11.8498 | kW
[6 empty] | 1380 | 41370 | 689.5 | 11.4917 | 11.8419 | kW
[6 empty] | 1381 | 41400 | 690 | 11.5 | 11.834 | kW
[6 empty] | 1382 | 41430 | 690.5 | 11.5083 | 11.8261 | kW
[6 empty] | 1383 | 41460 | 691 | 11.5167 | 11.8182 | kW
[6 empty] | 1384 | 41490 | 691.5 | 11.525 | 11.8102 | kW
[6 empty] | 1385 | 41520 | 692 | 11.5333 | 11.8023 | kW
[6 empty] | 1386 | 41550 | 692.5 | 11.5417 | 11.7944 | kW
[6 empty] | 1387 | 41580 | 693 | 11.55 | 11.7865 | kW
[6 empty] | 1388 | 41610 | 693.5 | 11.5583 | 11.7786 | kW
[6 empty] | 1389 | 41640 | 694 | 11.5667 | 11.7707 | kW
[6 empty] | 1390 | 41670 | 694.5 | 11.575 | 11.7597 | kW
[6 empty] | 1391 | 41700 | 695 | 11.5833 | 11.7507 | kW
[6 empty] | 1392 | 41730 | 695.5 | 11.5917 | 11.7424 | kW
[6 empty] | 1393 | 41760 | 696 | 11.6 | 11.7342 | kW
[6 empty] | 1394 | 41790 | 696.5 | 11.6083 | 11.726 | kW
[6 empty] | 1395 | 41820 | 697 | 11.6167 | 11.7178 | kW
[6 empty] | 1396 | 41850 | 697.5 | 11.625 | 11.7096 | kW
[6 empty] | 1397 | 41880 | 698 | 11.6333 | 11.7014 | kW
[6 empty] | 1398 | 41910 | 698.5 | 11.6417 | 11.6931 | kW
[6 empty] | 1399 | 41940 | 699 | 11.65 | 11.6849 | kW
[6 empty] | 1400 | 41970 | 699.5 | 11.6583 | 11.6767 | kW
[6 empty] | 1401 | 42000 | 700 | 11.6667 | 11.6685 | kW
[6 empty] | 1402 | 42030 | 700.5 | 11.675 | 11.6603 | kW
[6 empty] | 1403 | 42060 | 701 | 11.6833 | 11.652 | kW
[6 empty] | 1404 | 42090 | 701.5 | 11.6917 | 11.6438 | kW
[6 empty] | 1405 | 42120 | 702 | 11.7 | 11.6356 | kW
[6 empty] | 1406 | 42150 | 702.5 | 11.7083 | 11.6274 | kW
[6 empty] | 1407 | 42180 | 703 | 11.7167 | 11.6192 | kW
[6 empty] | 1408 | 42210 | 703.5 | 11.725 | 11.611 | kW
[6 empty] | 1409 | 42240 | 704 | 11.7333 | 11.6027 | kW
[6 empty] | 1410 | 42270 | 704.5 | 11.7417 | 11.5945 | kW
[6 empty] | 1411 | 42300 | 705 | 11.75 | 11.5863 | kW
[6 empty] | 1412 | 42330 | 705.5 | 11.7583 | 11.5781 | kW
[6 empty] | 1413 | 42360 | 706 | 11.7667 | 11.5699 | kW
[6 empty] | 1414 | 42390 | 706.5 | 11.775 | 11.5616 | kW
[6 empty] | 1415 | 42420 | 707 | 11.7833 | 11.5506 | kW
[6 empty] | 1416 | 42450 | 707.5 | 11.7917 | 11.5408 | kW
[6 empty] | 1417 | 42480 | 708 | 11.8 | 11.5322 | kW
[6 empty] | 1418 | 42510 | 708.5 | 11.8083 | 11.5237 | kW
[6 empty] | 1419 | 42540 | 709 | 11.8167 | 11.5152 | kW
[6 empty] | 1420 | 42570 | 709.5 | 11.825 | 11.5066 | kW
[6 empty] | 1421 | 42600 | 710 | 11.8333 | 11.4981 | kW
[6 empty] | 1422 | 42630 | 710.5 | 11.8417 | 11.4895 | kW
[6 empty] | 1423 | 42660 | 711 | 11.85 | 11.481 | kW
[6 empty] | 1424 | 42690 | 711.5 | 11.8583 | 11.4725 | kW
[6 empty] | 1425 | 42720 | 712 | 11.8667 | 11.4639 | kW
[6 empty] | 1426 | 42750 | 712.5 | 11.875 | 11.4554 | kW
[6 empty] | 1427 | 42780 | 713 | 11.8833 | 11.4468 | kW
[6 empty] | 1428 | 42810 | 713.5 | 11.8917 | 11.4383 | kW
[6 empty] | 1429 | 42840 | 714 | 11.9 | 11.4298 | kW
[6 empty] | 1430 | 42870 | 714.5 | 11.9083 | 11.4212 | kW
[6 empty] | 1431 | 42900 | 715 | 11.9167 | 11.4127 | kW
[6 empty] | 1432 | 42930 | 715.5 | 11.925 | 11.4041 | kW
[6 empty] | 1433 | 42960 | 716 | 11.9333 | 11.3956 | kW
[6 empty] | 1434 | 42990 | 716.5 | 11.9417 | 11.3871 | kW
[6 empty] | 1435 | 43020 | 717 | 11.95 | 11.3785 | kW
[6 empty] | 1436 | 43050 | 717.5 | 11.9583 | 11.37 | kW
[6 empty] | 1437 | 43080 | 718 | 11.9667 | 11.3614 | kW
[6 empty] | 1438 | 43110 | 718.5 | 11.975 | 11.3529 | kW
[6 empty] | 1439 | 43140 | 719 | 11.9833 | 11.3444 | kW
[6 empty] | 1440 | 43170 | 719.5 | 11.9917 | 11.3358 | kW
[6 empty] | 1441 | 43200 | 720 | 12 | 11.3272 | kW
[6 empty] | 1442 | 43230 | 720.5 | 12.0083 | 11.3184 | kW
[6 empty] | 1443 | 43260 | 721 | 12.0167 | 11.3094 | kW
[6 empty] | 1444 | 43290 | 721.5 | 12.025 | 11.3005 | kW
[6 empty] | 1445 | 43320 | 722 | 12.0333 | 11.2915 | kW
[6 empty] | 1446 | 43350 | 722.5 | 12.0417 | 11.2826 | kW
[6 empty] | 1447 | 43380 | 723 | 12.05 | 11.2736 | kW
[6 empty] | 1448 | 43410 | 723.5 | 12.0583 | 11.2646 | kW
[6 empty] | 1449 | 43440 | 724 | 12.0667 | 11.2557 | kW
[6 empty] | 1450 | 43470 | 724.5 | 12.075 | 11.2467 | kW
[6 empty] | 1451 | 43500 | 725 | 12.0833 | 11.2377 | kW
[6 empty] | 1452 | 43530 | 725.5 | 12.0917 | 11.2286 | kW
[6 empty] | 1453 | 43560 | 726 | 12.1 | 11.2196 | kW
[6 empty] | 1454 | 43590 | 726.5 | 12.1083 | 11.2106 | kW
[6 empty] | 1455 | 43620 | 727 | 12.1167 | 11.2016 | kW
[6 empty] | 1456 | 43650 | 727.5 | 12.125 | 11.1924 | kW
[6 empty] | 1457 | 43680 | 728 | 12.1333 | 11.1832 | kW
[6 empty] | 1458 | 43710 | 728.5 | 12.1417 | 11.1741 | kW
[6 empty] | 1459 | 43740 | 729 | 12.15 | 11.1651 | kW
[6 empty] | 1460 | 43770 | 729.5 | 12.1583 | 11.156 | kW
[6 empty] | 1461 | 43800 | 730 | 12.1667 | 11.1469 | kW
[6 empty] | 1462 | 43830 | 730.5 | 12.175 | 11.1379 | kW
[6 empty] | 1463 | 43860 | 731 | 12.1833 | 11.1288 | kW
[6 empty] | 1464 | 43890 | 731.5 | 12.1917 | 11.1197 | kW
[6 empty] | 1465 | 43920 | 732 | 12.2 | 11.1107 | kW
[6 empty] | 1466 | 43950 | 732.5 | 12.2083 | 11.1016 | kW
[6 empty] | 1467 | 43980 | 733 | 12.2167 | 11.0911 | kW
[6 empty] | 1468 | 44010 | 733.5 | 12.225 | 11.0814 | kW
[6 empty] | 1469 | 44040 | 734 | 12.2333 | 11.0721 | kW
[6 empty] | 1470 | 44070 | 734.5 | 12.2417 | 11.0629 | kW
[6 empty] | 1471 | 44100 | 735 | 12.25 | 11.0537 | kW
[6 empty] | 1472 | 44130 | 735.5 | 12.2583 | 11.0444 | kW
[6 empty] | 1473 | 44160 | 736 | 12.2667 | 11.0352 | kW
[6 empty] | 1474 | 44190 | 736.5 | 12.275 | 11.026 | kW
[6 empty] | 1475 | 44220 | 737 | 12.2833 | 11.0168 | kW
[6 empty] | 1476 | 44250 | 737.5 | 12.2917 | 11.0075 | kW
[6 empty] | 1477 | 44280 | 738 | 12.3 | 10.9983 | kW
[6 empty] | 1478 | 44310 | 738.5 | 12.3083 | 10.9891 | kW
[6 empty] | 1479 | 44340 | 739 | 12.3167 | 10.9798 | kW
[6 empty] | 1480 | 44370 | 739.5 | 12.325 | 10.9706 | kW
[6 empty] | 1481 | 44400 | 740 | 12.3333 | 10.9614 | kW
[6 empty] | 1482 | 44430 | 740.5 | 12.3417 | 10.9521 | kW
[6 empty] | 1483 | 44460 | 741 | 12.35 | 10.9429 | kW
[6 empty] | 1484 | 44490 | 741.5 | 12.3583 | 10.9337 | kW
[6 empty] | 1485 | 44520 | 742 | 12.3667 | 10.9244 | kW
[6 empty] | 1486 | 44550 | 742.5 | 12.375 | 10.9152 | kW
[6 empty] | 1487 | 44580 | 743 | 12.3833 | 10.906 | kW
[6 empty] | 1488 | 44610 | 743.5 | 12.3917 | 10.8967 | kW
[6 empty] | 1489 | 44640 | 744 | 12.4 | 10.8875 | kW
[6 empty] | 1490 | 44670 | 744.5 | 12.4083 | 10.8753 | kW
[6 empty] | 1491 | 44700 | 745 | 12.4167 | 10.8642 | kW
[6 empty] | 1492 | 44730 | 745.5 | 12.425 | 10.8546 | kW
[6 empty] | 1493 | 44760 | 746 | 12.4333 | 10.845 | kW
[6 empty] | 1494 | 44790 | 746.5 | 12.4417 | 10.8353 | kW
[6 empty] | 1495 | 44820 | 747 | 12.45 | 10.8257 | kW
[6 empty] | 1496 | 44850 | 747.5 | 12.4583 | 10.8161 | kW
[6 empty] | 1497 | 44880 | 748 | 12.4667 | 10.8065 | kW
[6 empty] | 1498 | 44910 | 748.5 | 12.475 | 10.7969 | kW
[6 empty] | 1499 | 44940 | 749 | 12.4833 | 10.7873 | kW
[6 empty] | 1500 | 44970 | 749.5 | 12.4917 | 10.7776 | kW
[6 empty] | 1501 | 45000 | 750 | 12.5 | 10.768 | kW
[6 empty] | 1502 | 45030 | 750.5 | 12.5083 | 10.7584 | kW
[6 empty] | 1503 | 45060 | 751 | 12.5167 | 10.7488 | kW
[6 empty] | 1504 | 45090 | 751.5 | 12.525 | 10.7392 | kW
[6 empty] | 1505 | 45120 | 752 | 12.5333 | 10.7296 | kW
[6 empty] | 1506 | 45150 | 752.5 | 12.5417 | 10.72 | kW
[6 empty] | 1507 | 45180 | 753 | 12.55 | 10.7103 | kW
[6 empty] | 1508 | 45210 | 753.5 | 12.5583 | 10.7007 | kW
[6 empty] | 1509 | 45240 | 754 | 12.5667 | 10.6911 | kW
[6 empty] | 1510 | 45270 | 754.5 | 12.575 | 10.6815 | kW
[6 empty] | 1511 | 45300 | 755 | 12.5833 | 10.6719 | kW
[6 empty] | 1512 | 45330 | 755.5 | 12.5917 | 10.6623 | kW
[6 empty] | 1513 | 45360 | 756 | 12.6 | 10.6494 | kW
[6 empty] | 1514 | 45390 | 756.5 | 12.6083 | 10.6371 | kW
[6 empty] | 1515 | 45420 | 757 | 12.6167 | 10.627 | kW
[6 empty] | 1516 | 45450 | 757.5 | 12.625 | 10.6169 | kW
[6 empty] | 1517 | 45480 | 758 | 12.6333 | 10.6068 | kW
[6 empty] | 1518 | 45510 | 758.5 | 12.6417 | 10.5967 | kW
[6 empty] | 1519 | 45540 | 759 | 12.65 | 10.5866 | kW
[6 empty] | 1520 | 45570 | 759.5 | 12.6583 | 10.5766 | kW
[6 empty] | 1521 | 45600 | 760 | 12.6667 | 10.5665 | kW
[6 empty] | 1522 | 45630 | 760.5 | 12.675 | 10.5564 | kW
[6 empty] | 1523 | 45660 | 761 | 12.6833 | 10.5463 | kW
[6 empty] | 1524 | 45690 | 761.5 | 12.6917 | 10.5362 | kW
[6 empty] | 1525 | 45720 | 762 | 12.7 | 10.5261 | kW
[6 empty] | 1526 | 45750 | 762.5 | 12.7083 | 10.516 | kW
[6 empty] | 1527 | 45780 | 763 | 12.7167 | 10.5059 | kW
[6 empty] | 1528 | 45810 | 763.5 | 12.725 | 10.4959 | kW
[6 empty] | 1529 | 45840 | 764 | 12.7333 | 10.4858 | kW
[6 empty] | 1530 | 45870 | 764.5 | 12.7417 | 10.4757 | kW
[6 empty] | 1531 | 45900 | 765 | 12.75 | 10.4656 | kW
[6 empty] | 1532 | 45930 | 765.5 | 12.7583 | 10.4555 | kW
[6 empty] | 1533 | 45960 | 766 | 12.7667 | 10.4454 | kW
[6 empty] | 1534 | 45990 | 766.5 | 12.775 | 10.4353 | kW
[6 empty] | 1535 | 46020 | 767 | 12.7833 | 10.4252 | kW
[6 empty] | 1536 | 46050 | 767.5 | 12.7917 | 10.4123 | kW
[6 empty] | 1537 | 46080 | 768 | 12.8 | 10.3989 | kW
[6 empty] | 1538 | 46110 | 768.5 | 12.8083 | 10.3883 | kW
[6 empty] | 1539 | 46140 | 769 | 12.8167 | 10.3777 | kW
[6 empty] | 1540 | 46170 | 769.5 | 12.825 | 10.3672 | kW
[6 empty] | 1541 | 46200 | 770 | 12.8333 | 10.3566 | kW
[6 empty] | 1542 | 46230 | 770.5 | 12.8417 | 10.346 | kW
[6 empty] | 1543 | 46260 | 771 | 12.85 | 10.3354 | kW
[6 empty] | 1544 | 46290 | 771.5 | 12.8583 | 10.3248 | kW
[6 empty] | 1545 | 46320 | 772 | 12.8667 | 10.3143 | kW
[6 empty] | 1546 | 46350 | 772.5 | 12.875 | 10.3037 | kW
[6 empty] | 1547 | 46380 | 773 | 12.8833 | 10.2931 | kW
[6 empty] | 1548 | 46410 | 773.5 | 12.8917 | 10.2825 | kW
[6 empty] | 1549 | 46440 | 774 | 12.9 | 10.2719 | kW
[6 empty] | 1550 | 46470 | 774.5 | 12.9083 | 10.2614 | kW
[6 empty] | 1551 | 46500 | 775 | 12.9167 | 10.2508 | kW
[6 empty] | 1552 | 46530 | 775.5 | 12.925 | 10.2402 | kW
[6 empty] | 1553 | 46560 | 776 | 12.9333 | 10.2296 | kW
[6 empty] | 1554 | 46590 | 776.5 | 12.9417 | 10.219 | kW
[6 empty] | 1555 | 46620 | 777 | 12.95 | 10.2085 | kW
[6 empty] | 1556 | 46650 | 777.5 | 12.9583 | 10.1979 | kW
[6 empty] | 1557 | 46680 | 778 | 12.9667 | 10.1873 | kW
[6 empty] | 1558 | 46710 | 778.5 | 12.975 | 10.1767 | kW
[6 empty] | 1559 | 46740 | 779 | 12.9833 | 10.1661 | kW
[6 empty] | 1560 | 46770 | 779.5 | 12.9917 | 10.1552 | kW
[6 empty] | 1561 | 46800 | 780 | 13 | 10.1442 | kW
[6 empty] | 1562 | 46830 | 780.5 | 13.0083 | 10.1331 | kW
[6 empty] | 1563 | 46860 | 781 | 13.0167 | 10.122 | kW
[6 empty] | 1564 | 46890 | 781.5 | 13.025 | 10.111 | kW
[6 empty] | 1565 | 46920 | 782 | 13.0333 | 10.1001 | kW
[6 empty] | 1566 | 46950 | 782.5 | 13.0417 | 10.0891 | kW
[6 empty] | 1567 | 46980 | 783 | 13.05 | 10.0782 | kW
[6 empty] | 1568 | 47010 | 783.5 | 13.0583 | 10.0674 | kW
[6 empty] | 1569 | 47040 | 784 | 13.0667 | 10.0566 | kW
[6 empty] | 1570 | 47070 | 784.5 | 13.075 | 10.0459 | kW
[6 empty] | 1571 | 47100 | 785 | 13.0833 | 10.0351 | kW
[6 empty] | 1572 | 47130 | 785.5 | 13.0917 | 10.0244 | kW
[6 empty] | 1573 | 47160 | 786 | 13.1 | 10.0139 | kW
[6 empty] | 1574 | 47190 | 786.5 | 13.1083 | 10.0036 | kW
[6 empty] | 1575 | 47220 | 787 | 13.1167 | 9.9929 | kW
[6 empty] | 1576 | 47250 | 787.5 | 13.125 | 9.9823 | kW
[6 empty] | 1577 | 47280 | 788 | 13.1333 | 9.9717 | kW
[6 empty] | 1578 | 47310 | 788.5 | 13.1417 | 9.9611 | kW
[6 empty] | 1579 | 47340 | 789 | 13.15 | 9.9505 | kW
[6 empty] | 1580 | 47370 | 789.5 | 13.1583 | 9.9399 | kW
[6 empty] | 1581 | 47400 | 790 | 13.1667 | 9.9305 | kW
[6 empty] | 1582 | 47430 | 790.5 | 13.175 | 9.9204 | kW
[6 empty] | 1583 | 47460 | 791 | 13.1833 | 9.91 | kW
[6 empty] | 1584 | 47490 | 791.5 | 13.1917 | 9.8996 | kW
[6 empty] | 1585 | 47520 | 792 | 13.2 | 9.8893 | kW
[6 empty] | 1586 | 47550 | 792.5 | 13.2083 | 9.8789 | kW
[6 empty] | 1587 | 47580 | 793 | 13.2167 | 9.8685 | kW
[6 empty] | 1588 | 47610 | 793.5 | 13.225 | 9.8582 | kW
[6 empty] | 1589 | 47640 | 794 | 13.2333 | 9.8478 | kW
[6 empty] | 1590 | 47670 | 794.5 | 13.2417 | 9.8374 | kW
[6 empty] | 1591 | 47700 | 795 | 13.25 | 9.827 | kW
[6 empty] | 1592 | 47730 | 795.5 | 13.2583 | 9.8168 | kW
[6 empty] | 1593 | 47760 | 796 | 13.2667 | 9.8082 | kW
[6 empty] | 1594 | 47790 | 796.5 | 13.275 | 9.7981 | kW
[6 empty] | 1595 | 47820 | 797 | 13.2833 | 9.788 | kW
[6 empty] | 1596 | 47850 | 797.5 | 13.2917 | 9.7779 | kW
[6 empty] | 1597 | 47880 | 798 | 13.3 | 9.7679 | kW
[6 empty] | 1598 | 47910 | 798.5 | 13.3083 | 9.7578 | kW
[6 empty] | 1599 | 47940 | 799 | 13.3167 | 9.7477 | kW
[6 empty] | 1600 | 47970 | 799.5 | 13.325 | 9.7376 | kW
[6 empty] | 1601 | 48000 | 800 | 13.3333 | 9.7275 | kW
[6 empty] | 1602 | 48030 | 800.5 | 13.3417 | 9.7174 | kW
[6 empty] | 1603 | 48060 | 801 | 13.35 | 9.7074 | kW
[6 empty] | 1604 | 48090 | 801.5 | 13.3583 | 9.6979 | kW
[6 empty] | 1605 | 48120 | 802 | 13.3667 | 9.6892 | kW
[6 empty] | 1606 | 48150 | 802.5 | 13.375 | 9.6795 | kW
[6 empty] | 1607 | 48180 | 803 | 13.3833 | 9.6698 | kW
[6 empty] | 1608 | 48210 | 803.5 | 13.3917 | 9.6601 | kW
[6 empty] | 1609 | 48240 | 804 | 13.4 | 9.6504 | kW
[6 empty] | 1610 | 48270 | 804.5 | 13.4083 | 9.6407 | kW
[6 empty] | 1611 | 48300 | 805 | 13.4167 | 9.631 | kW
[6 empty] | 1612 | 48330 | 805.5 | 13.425 | 9.6213 | kW
[6 empty] | 1613 | 48360 | 806 | 13.4333 | 9.6117 | kW
[6 empty] | 1614 | 48390 | 806.5 | 13.4417 | 9.602 | kW
[6 empty] | 1615 | 48420 | 807 | 13.45 | 9.5924 | kW
[6 empty] | 1616 | 48450 | 807.5 | 13.4583 | 9.5827 | kW
[6 empty] | 1617 | 48480 | 808 | 13.4667 | 9.5731 | kW
[6 empty] | 1618 | 48510 | 808.5 | 13.475 | 9.5635 | kW
[6 empty] | 1619 | 48540 | 809 | 13.4833 | 9.5539 | kW
[6 empty] | 1620 | 48570 | 809.5 | 13.4917 | 9.5444 | kW
[6 empty] | 1621 | 48600 | 810 | 13.5 | 9.5348 | kW
[6 empty] | 1622 | 48630 | 810.5 | 13.5083 | 9.5252 | kW
[6 empty] | 1623 | 48660 | 811 | 13.5167 | 9.5157 | kW
[6 empty] | 1624 | 48690 | 811.5 | 13.525 | 9.5061 | kW
[6 empty] | 1625 | 48720 | 812 | 13.5333 | 9.4975 | kW
[6 empty] | 1626 | 48750 | 812.5 | 13.5417 | 9.4884 | kW
[6 empty] | 1627 | 48780 | 813 | 13.55 | 9.4791 | kW
[6 empty] | 1628 | 48810 | 813.5 | 13.5583 | 9.4697 | kW
[6 empty] | 1629 | 48840 | 814 | 13.5667 | 9.4604 | kW
[6 empty] | 1630 | 48870 | 814.5 | 13.575 | 9.4512 | kW
[6 empty] | 1631 | 48900 | 815 | 13.5833 | 9.4419 | kW
[6 empty] | 1632 | 48930 | 815.5 | 13.5917 | 9.4327 | kW
[6 empty] | 1633 | 48960 | 816 | 13.6 | 9.4234 | kW
[6 empty] | 1634 | 48990 | 816.5 | 13.6083 | 9.4142 | kW
[6 empty] | 1635 | 49020 | 817 | 13.6167 | 9.405 | kW
[6 empty] | 1636 | 49050 | 817.5 | 13.625 | 9.3959 | kW
[6 empty] | 1637 | 49080 | 818 | 13.6333 | 9.3867 | kW
[6 empty] | 1638 | 49110 | 818.5 | 13.6417 | 9.3776 | kW
[6 empty] | 1639 | 49140 | 819 | 13.65 | 9.3685 | kW
[6 empty] | 1640 | 49170 | 819.5 | 13.6583 | 9.3594 | kW
[6 empty] | 1641 | 49200 | 820 | 13.6667 | 9.3503 | kW
[6 empty] | 1642 | 49230 | 820.5 | 13.675 | 9.3412 | kW
[6 empty] | 1643 | 49260 | 821 | 13.6833 | 9.3322 | kW
[6 empty] | 1644 | 49290 | 821.5 | 13.6917 | 9.3232 | kW
[6 empty] | 1645 | 49320 | 822 | 13.7 | 9.3142 | kW
[6 empty] | 1646 | 49350 | 822.5 | 13.7083 | 9.3055 | kW
[6 empty] | 1647 | 49380 | 823 | 13.7167 | 9.2966 | kW
[6 empty] | 1648 | 49410 | 823.5 | 13.725 | 9.2877 | kW
[6 empty] | 1649 | 49440 | 824 | 13.7333 | 9.2788 | kW
[6 empty] | 1650 | 49470 | 824.5 | 13.7417 | 9.2699 | kW
[6 empty] | 1651 | 49500 | 825 | 13.75 | 9.2611 | kW
[6 empty] | 1652 | 49530 | 825.5 | 13.7583 | 9.2523 | kW
[6 empty] | 1653 | 49560 | 826 | 13.7667 | 9.2435 | kW
[6 empty] | 1654 | 49590 | 826.5 | 13.775 | 9.2347 | kW
[6 empty] | 1655 | 49620 | 827 | 13.7833 | 9.2259 | kW
[6 empty] | 1656 | 49650 | 827.5 | 13.7917 | 9.2172 | kW
[6 empty] | 1657 | 49680 | 828 | 13.8 | 9.2084 | kW
[6 empty] | 1658 | 49710 | 828.5 | 13.8083 | 9.1997 | kW
[6 empty] | 1659 | 49740 | 829 | 13.8167 | 9.1911 | kW
[6 empty] | 1660 | 49770 | 829.5 | 13.825 | 9.1824 | kW
[6 empty] | 1661 | 49800 | 830 | 13.8333 | 9.1738 | kW
[6 empty] | 1662 | 49830 | 830.5 | 13.8417 | 9.1652 | kW
[6 empty] | 1663 | 49860 | 831 | 13.85 | 9.1566 | kW
[6 empty] | 1664 | 49890 | 831.5 | 13.8583 | 9.148 | kW
[6 empty] | 1665 | 49920 | 832 | 13.8667 | 9.1394 | kW
[6 empty] | 1666 | 49950 | 832.5 | 13.875 | 9.1309 | kW
[6 empty] | 1667 | 49980 | 833 | 13.8833 | 9.1223 | kW
[6 empty] | 1668 | 50010 | 833.5 | 13.8917 | 9.1138 | kW
[6 empty] | 1669 | 50040 | 834 | 13.9 | 9.1053 | kW
[6 empty] | 1670 | 50070 | 834.5 | 13.9083 | 9.0968 | kW
[6 empty] | 1671 | 50100 | 835 | 13.9167 | 9.0884 | kW
[6 empty] | 1672 | 50130 | 835.5 | 13.925 | 9.0799 | kW
[6 empty] | 1673 | 50160 | 836 | 13.9333 | 9.0715 | kW
[6 empty] | 1674 | 50190 | 836.5 | 13.9417 | 9.0631 | kW
[6 empty] | 1675 | 50220 | 837 | 13.95 | 9.0547 | kW
[6 empty] | 1676 | 50250 | 837.5 | 13.9583 | 9.0463 | kW
[6 empty] | 1677 | 50280 | 838 | 13.9667 | 9.038 | kW
[6 empty] | 1678 | 50310 | 838.5 | 13.975 | 9.0296 | kW
[6 empty] | 1679 | 50340 | 839 | 13.9833 | 9.0213 | kW
[6 empty] | 1680 | 50370 | 839.5 | 13.9917 | 9.013 | kW
[6 empty] | 1681 | 50400 | 840 | 14 | 9.0047 | kW
[6 empty] | 1682 | 50430 | 840.5 | 14.0083 | 8.9965 | kW
[6 empty] | 1683 | 50460 | 841 | 14.0167 | 8.9884 | kW
[6 empty] | 1684 | 50490 | 841.5 | 14.025 | 8.9804 | kW
[6 empty] | 1685 | 50520 | 842 | 14.0333 | 8.9724 | kW
[6 empty] | 1686 | 50550 | 842.5 | 14.0417 | 8.9646 | kW
[6 empty] | 1687 | 50580 | 843 | 14.05 | 8.9568 | kW
[6 empty] | 1688 | 50610 | 843.5 | 14.0583 | 8.9491 | kW
[6 empty] | 1689 | 50640 | 844 | 14.0667 | 8.9416 | kW
[6 empty] | 1690 | 50670 | 844.5 | 14.075 | 8.9342 | kW
[6 empty] | 1691 | 50700 | 845 | 14.0833 | 8.9266 | kW
[6 empty] | 1692 | 50730 | 845.5 | 14.0917 | 8.9194 | kW
[6 empty] | 1693 | 50760 | 846 | 14.1 | 8.9128 | kW
[6 empty] | 1694 | 50790 | 846.5 | 14.1083 | 8.9056 | kW
[6 empty] | 1695 | 50820 | 847 | 14.1167 | 8.8983 | kW
[6 empty] | 1696 | 50850 | 847.5 | 14.125 | 8.8911 | kW
[6 empty] | 1697 | 50880 | 848 | 14.1333 | 8.8839 | kW
[6 empty] | 1698 | 50910 | 848.5 | 14.1417 | 8.8766 | kW
[6 empty] | 1699 | 50940 | 849 | 14.15 | 8.8716 | kW
[6 empty] | 1700 | 50970 | 849.5 | 14.1583 | 8.8654 | kW
[6 empty] | 1701 | 51000 | 850 | 14.1667 | 8.8586 | kW
[6 empty] | 1702 | 51030 | 850.5 | 14.175 | 8.8519 | kW
[6 empty] | 1703 | 51060 | 851 | 14.1833 | 8.8452 | kW
[6 empty] | 1704 | 51090 | 851.5 | 14.1917 | 8.8385 | kW
[6 empty] | 1705 | 51120 | 852 | 14.2 | 8.8318 | kW
[6 empty] | 1706 | 51150 | 852.5 | 14.2083 | 8.825 | kW
[6 empty] | 1707 | 51180 | 853 | 14.2167 | 8.8183 | kW
[6 empty] | 1708 | 51210 | 853.5 | 14.225 | 8.8116 | kW
[6 empty] | 1709 | 51240 | 854 | 14.2333 | 8.8077 | kW
[6 empty] | 1710 | 51270 | 854.5 | 14.2417 | 8.8022 | kW
[6 empty] | 1711 | 51300 | 855 | 14.25 | 8.7961 | kW
[6 empty] | 1712 | 51330 | 855.5 | 14.2583 | 8.79 | kW
[6 empty] | 1713 | 51360 | 856 | 14.2667 | 8.7839 | kW
[6 empty] | 1714 | 51390 | 856.5 | 14.275 | 8.7778 | kW
[6 empty] | 1715 | 51420 | 857 | 14.2833 | 8.7717 | kW
[6 empty] | 1716 | 51450 | 857.5 | 14.2917 | 8.7657 | kW
[6 empty] | 1717 | 51480 | 858 | 14.3 | 8.7596 | kW
[6 empty] | 1718 | 51510 | 858.5 | 14.3083 | 8.7535 | kW
[6 empty] | 1719 | 51540 | 859 | 14.3167 | 8.7514 | kW
[6 empty] | 1720 | 51570 | 859.5 | 14.325 | 8.7469 | kW
[6 empty] | 1721 | 51600 | 860 | 14.3333 | 8.7418 | kW
[6 empty] | 1722 | 51630 | 860.5 | 14.3417 | 8.7367 | kW
[6 empty] | 1723 | 51660 | 861 | 14.35 | 8.7316 | kW
[6 empty] | 1724 | 51690 | 861.5 | 14.3583 | 8.7266 | kW
[6 empty] | 1725 | 51720 | 862 | 14.3667 | 8.7215 | kW
[6 empty] | 1726 | 51750 | 862.5 | 14.375 | 8.7165 | kW
[6 empty] | 1727 | 51780 | 863 | 14.3833 | 8.7115 | kW
[6 empty] | 1728 | 51810 | 863.5 | 14.3917 | 8.7066 | kW
[6 empty] | 1729 | 51840 | 864 | 14.4 | 8.7016 | kW
[6 empty] | 1730 | 51870 | 864.5 | 14.4083 | 8.6967 | kW
[6 empty] | 1731 | 51900 | 865 | 14.4167 | 8.6917 | kW
[6 empty] | 1732 | 51930 | 865.5 | 14.425 | 8.6868 | kW
[6 empty] | 1733 | 51960 | 866 | 14.4333 | 8.682 | kW
[6 empty] | 1734 | 51990 | 866.5 | 14.4417 | 8.6771 | kW
[6 empty] | 1735 | 52020 | 867 | 14.45 | 8.6723 | kW
[6 empty] | 1736 | 52050 | 867.5 | 14.4583 | 8.6674 | kW
[6 empty] | 1737 | 52080 | 868 | 14.4667 | 8.6626 | kW
[6 empty] | 1738 | 52110 | 868.5 | 14.475 | 8.6579 | kW
[6 empty] | 1739 | 52140 | 869 | 14.4833 | 8.6531 | kW
[6 empty] | 1740 | 52170 | 869.5 | 14.4917 | 8.6484 | kW
[6 empty] | 1741 | 52200 | 870 | 14.5 | 8.6465 | kW
[6 empty] | 1742 | 52230 | 870.5 | 14.5083 | 8.644 | kW
[6 empty] | 1743 | 52260 | 871 | 14.5167 | 8.64 | kW
[6 empty] | 1744 | 52290 | 871.5 | 14.525 | 8.636 | kW
[6 empty] | 1745 | 52320 | 872 | 14.5333 | 8.632 | kW
[6 empty] | 1746 | 52350 | 872.5 | 14.5417 | 8.6281 | kW
[6 empty] | 1747 | 52380 | 873 | 14.55 | 8.6242 | kW
[6 empty] | 1748 | 52410 | 873.5 | 14.5583 | 8.6204 | kW
[6 empty] | 1749 | 52440 | 874 | 14.5667 | 8.6166 | kW
[6 empty] | 1750 | 52470 | 874.5 | 14.575 | 8.6129 | kW
[6 empty] | 1751 | 52500 | 875 | 14.5833 | 8.6092 | kW
[6 empty] | 1752 | 52530 | 875.5 | 14.5917 | 8.6056 | kW
[6 empty] | 1753 | 52560 | 876 | 14.6 | 8.602 | kW
[6 empty] | 1754 | 52590 | 876.5 | 14.6083 | 8.5985 | kW
[6 empty] | 1755 | 52620 | 877 | 14.6167 | 8.595 | kW
[6 empty] | 1756 | 52650 | 877.5 | 14.625 | 8.5915 | kW
[6 empty] | 1757 | 52680 | 878 | 14.6333 | 8.5881 | kW
[6 empty] | 1758 | 52710 | 878.5 | 14.6417 | 8.5848 | kW
[6 empty] | 1759 | 52740 | 879 | 14.65 | 8.5815 | kW
[6 empty] | 1760 | 52770 | 879.5 | 14.6583 | 8.5782 | kW
[6 empty] | 1761 | 52800 | 880 | 14.6667 | 8.575 | kW
[6 empty] | 1762 | 52830 | 880.5 | 14.675 | 8.5718 | kW
[6 empty] | 1763 | 52860 | 881 | 14.6833 | 8.5693 | kW
[6 empty] | 1764 | 52890 | 881.5 | 14.6917 | 8.5672 | kW
[6 empty] | 1765 | 52920 | 882 | 14.7 | 8.5644 | kW
[6 empty] | 1766 | 52950 | 882.5 | 14.7083 | 8.5616 | kW
[6 empty] | 1767 | 52980 | 883 | 14.7167 | 8.5589 | kW
[6 empty] | 1768 | 53010 | 883.5 | 14.725 | 8.5562 | kW
[6 empty] | 1769 | 53040 | 884 | 14.7333 | 8.5536 | kW
[6 empty] | 1770 | 53070 | 884.5 | 14.7417 | 8.551 | kW
[6 empty] | 1771 | 53100 | 885 | 14.75 | 8.5485 | kW
[6 empty] | 1772 | 53130 | 885.5 | 14.7583 | 8.5461 | kW
[6 empty] | 1773 | 53160 | 886 | 14.7667 | 8.5437 | kW
[6 empty] | 1774 | 53190 | 886.5 | 14.775 | 8.5414 | kW
[6 empty] | 1775 | 53220 | 887 | 14.7833 | 8.5391 | kW
[6 empty] | 1776 | 53250 | 887.5 | 14.7917 | 8.5369 | kW
[6 empty] | 1777 | 53280 | 888 | 14.8 | 8.5347 | kW
[6 empty] | 1778 | 53310 | 888.5 | 14.8083 | 8.5326 | kW
[6 empty] | 1779 | 53340 | 889 | 14.8167 | 8.5305 | kW
[6 empty] | 1780 | 53370 | 889.5 | 14.825 | 8.5285 | kW
[6 empty] | 1781 | 53400 | 890 | 14.8333 | 8.5265 | kW
[6 empty] | 1782 | 53430 | 890.5 | 14.8417 | 8.5246 | kW
[6 empty] | 1783 | 53460 | 891 | 14.85 | 8.5228 | kW
[6 empty] | 1784 | 53490 | 891.5 | 14.8583 | 8.521 | kW
[6 empty] | 1785 | 53520 | 892 | 14.8667 | 8.5193 | kW
[6 empty] | 1786 | 53550 | 892.5 | 14.875 | 8.5175 | kW
[6 empty] | 1787 | 53580 | 893 | 14.8833 | 8.5159 | kW
[6 empty] | 1788 | 53610 | 893.5 | 14.8917 | 8.5142 | kW
[6 empty] | 1789 | 53640 | 894 | 14.9 | 8.5127 | kW
[6 empty] | 1790 | 53670 | 894.5 | 14.9083 | 8.5112 | kW
[6 empty] | 1791 | 53700 | 895 | 14.9167 | 8.5097 | kW
[6 empty] | 1792 | 53730 | 895.5 | 14.925 | 8.5083 | kW
[6 empty] | 1793 | 53760 | 896 | 14.9333 | 8.5069 | kW
[6 empty] | 1794 | 53790 | 896.5 | 14.9417 | 8.5056 | kW
[6 empty] | 1795 | 53820 | 897 | 14.95 | 8.5043 | kW
[6 empty] | 1796 | 53850 | 897.5 | 14.9583 | 8.5031 | kW
[6 empty] | 1797 | 53880 | 898 | 14.9667 | 8.5019 | kW
[6 empty] | 1798 | 53910 | 898.5 | 14.975 | 8.5008 | kW
[6 empty] | 1799 | 53940 | 899 | 14.9833 | 8.4997 | kW
[6 empty] | 1800 | 53970 | 899.5 | 14.9917 | 8.4986 | kW
[6 empty] | 1801 | 54000 | 900 | 15 | 8.4976 | kW
[6 empty] | 1802 | 54030 | 900.5 | 15.0083 | 8.4967 | kW
[6 empty] | 1803 | 54060 | 901 | 15.0167 | 8.4958 | kW
[6 empty] | 1804 | 54090 | 901.5 | 15.025 | 8.495 | kW
[6 empty] | 1805 | 54120 | 902 | 15.0333 | 8.4943 | kW
[6 empty] | 1806 | 54150 | 902.5 | 15.0417 | 8.4937 | kW
[6 empty] | 1807 | 54180 | 903 | 15.05 | 8.4932 | kW
[6 empty] | 1808 | 54210 | 903.5 | 15.0583 | 8.4927 | kW
[6 empty] | 1809 | 54240 | 904 | 15.0667 | 8.4924 | kW
[6 empty] | 1810 | 54270 | 904.5 | 15.075 | 8.492 | kW
[6 empty] | 1811 | 54300 | 905 | 15.0833 | 8.492 | kW
[6 empty] | 1812 | 54330 | 905.5 | 15.0917 | 8.4921 | kW
[6 empty] | 1813 | 54360 | 906 | 15.1 | 8.492 | kW
[6 empty] | 1814 | 54390 | 906.5 | 15.1083 | 8.4918 | kW
[6 empty] | 1815 | 54420 | 907 | 15.1167 | 8.4917 | kW
[6 empty] | 1816 | 54450 | 907.5 | 15.125 | 8.4928 | kW
[6 empty] | 1817 | 54480 | 908 | 15.1333 | 8.4938 | kW
[6 empty] | 1818 | 54510 | 908.5 | 15.1417 | 8.4941 | kW
[6 empty] | 1819 | 54540 | 909 | 15.15 | 8.4944 | kW
[6 empty] | 1820 | 54570 | 909.5 | 15.1583 | 8.4947 | kW
[6 empty] | 1821 | 54600 | 910 | 15.1667 | 8.4949 | kW
[6 empty] | 1822 | 54630 | 910.5 | 15.175 | 8.4952 | kW
[6 empty] | 1823 | 54660 | 911 | 15.1833 | 8.4955 | kW
[6 empty] | 1824 | 54690 | 911.5 | 15.1917 | 8.4957 | kW
[6 empty] | 1825 | 54720 | 912 | 15.2 | 8.496 | kW
[6 empty] | 1826 | 54750 | 912.5 | 15.2083 | 8.4991 | kW
[6 empty] | 1827 | 54780 | 913 | 15.2167 | 8.5001 | kW
[6 empty] | 1828 | 54810 | 913.5 | 15.225 | 8.5009 | kW
[6 empty] | 1829 | 54840 | 914 | 15.2333 | 8.5018 | kW
[6 empty] | 1830 | 54870 | 914.5 | 15.2417 | 8.5026 | kW
[6 empty] | 1831 | 54900 | 915 | 15.25 | 8.5034 | kW
[6 empty] | 1832 | 54930 | 915.5 | 15.2583 | 8.5043 | kW
[6 empty] | 1833 | 54960 | 916 | 15.2667 | 8.5051 | kW
[6 empty] | 1834 | 54990 | 916.5 | 15.275 | 8.5059 | kW
[6 empty] | 1835 | 55020 | 917 | 15.2833 | 8.5079 | kW
[6 empty] | 1836 | 55050 | 917.5 | 15.2917 | 8.5117 | kW
[6 empty] | 1837 | 55080 | 918 | 15.3 | 8.5133 | kW
[6 empty] | 1838 | 55110 | 918.5 | 15.3083 | 8.515 | kW
[6 empty] | 1839 | 55140 | 919 | 15.3167 | 8.5167 | kW
[6 empty] | 1840 | 55170 | 919.5 | 15.325 | 8.5183 | kW
[6 empty] | 1841 | 55200 | 920 | 15.3333 | 8.5201 | kW
[6 empty] | 1842 | 55230 | 920.5 | 15.3417 | 8.5218 | kW
[6 empty] | 1843 | 55260 | 921 | 15.35 | 8.5235 | kW
[6 empty] | 1844 | 55290 | 921.5 | 15.3583 | 8.5253 | kW
[6 empty] | 1845 | 55320 | 922 | 15.3667 | 8.5271 | kW
[6 empty] | 1846 | 55350 | 922.5 | 15.375 | 8.5289 | kW
[6 empty] | 1847 | 55380 | 923 | 15.3833 | 8.5308 | kW
[6 empty] | 1848 | 55410 | 923.5 | 15.3917 | 8.5326 | kW
[6 empty] | 1849 | 55440 | 924 | 15.4 | 8.5345 | kW
[6 empty] | 1850 | 55470 | 924.5 | 15.4083 | 8.5364 | kW
[6 empty] | 1851 | 55500 | 925 | 15.4167 | 8.5383 | kW
[6 empty] | 1852 | 55530 | 925.5 | 15.425 | 8.5402 | kW
[6 empty] | 1853 | 55560 | 926 | 15.4333 | 8.5422 | kW
[6 empty] | 1854 | 55590 | 926.5 | 15.4417 | 8.5441 | kW
[6 empty] | 1855 | 55620 | 927 | 15.45 | 8.5461 | kW
[6 empty] | 1856 | 55650 | 927.5 | 15.4583 | 8.5486 | kW
[6 empty] | 1857 | 55680 | 928 | 15.4667 | 8.5513 | kW
[6 empty] | 1858 | 55710 | 928.5 | 15.475 | 8.5549 | kW
[6 empty] | 1859 | 55740 | 929 | 15.4833 | 8.5577 | kW
[6 empty] | 1860 | 55770 | 929.5 | 15.4917 | 8.5604 | kW
[6 empty] | 1861 | 55800 | 930 | 15.5 | 8.5632 | kW
[6 empty] | 1862 | 55830 | 930.5 | 15.5083 | 8.566 | kW
[6 empty] | 1863 | 55860 | 931 | 15.5167 | 8.5688 | kW
[6 empty] | 1864 | 55890 | 931.5 | 15.525 | 8.5715 | kW
[6 empty] | 1865 | 55920 | 932 | 15.5333 | 8.5743 | kW
[6 empty] | 1866 | 55950 | 932.5 | 15.5417 | 8.5771 | kW
[6 empty] | 1867 | 55980 | 933 | 15.55 | 8.5806 | kW
[6 empty] | 1868 | 56010 | 933.5 | 15.5583 | 8.5887 | kW
[6 empty] | 1869 | 56040 | 934 | 15.5667 | 8.5919 | kW
[6 empty] | 1870 | 56070 | 934.5 | 15.575 | 8.5952 | kW
[6 empty] | 1871 | 56100 | 935 | 15.5833 | 8.5985 | kW
[6 empty] | 1872 | 56130 | 935.5 | 15.5917 | 8.6018 | kW
[6 empty] | 1873 | 56160 | 936 | 15.6 | 8.605 | kW
[6 empty] | 1874 | 56190 | 936.5 | 15.6083 | 8.6083 | kW
[6 empty] | 1875 | 56220 | 937 | 15.6167 | 8.6116 | kW
[6 empty] | 1876 | 56250 | 937.5 | 15.625 | 8.6149 | kW
[6 empty] | 1877 | 56280 | 938 | 15.6333 | 8.6182 | kW
[6 empty] | 1878 | 56310 | 938.5 | 15.6417 | 8.6214 | kW
[6 empty] | 1879 | 56340 | 939 | 15.65 | 8.6247 | kW
[6 empty] | 1880 | 56370 | 939.5 | 15.6583 | 8.628 | kW
[6 empty] | 1881 | 56400 | 940 | 15.6667 | 8.6313 | kW
[6 empty] | 1882 | 56430 | 940.5 | 15.675 | 8.6345 | kW
[6 empty] | 1883 | 56460 | 941 | 15.6833 | 8.6378 | kW
[6 empty] | 1884 | 56490 | 941.5 | 15.6917 | 8.6411 | kW
[6 empty] | 1885 | 56520 | 942 | 15.7 | 8.6444 | kW
[6 empty] | 1886 | 56550 | 942.5 | 15.7083 | 8.6477 | kW
[6 empty] | 1887 | 56580 | 943 | 15.7167 | 8.6509 | kW
[6 empty] | 1888 | 56610 | 943.5 | 15.725 | 8.6542 | kW
[6 empty] | 1889 | 56640 | 944 | 15.7333 | 8.6575 | kW
[6 empty] | 1890 | 56670 | 944.5 | 15.7417 | 8.6647 | kW
[6 empty] | 1891 | 56700 | 945 | 15.75 | 8.6726 | kW
[6 empty] | 1892 | 56730 | 945.5 | 15.7583 | 8.6765 | kW
[6 empty] | 1893 | 56760 | 946 | 15.7667 | 8.6805 | kW
[6 empty] | 1894 | 56790 | 946.5 | 15.775 | 8.6845 | kW
[6 empty] | 1895 | 56820 | 947 | 15.7833 | 8.6885 | kW
[6 empty] | 1896 | 56850 | 947.5 | 15.7917 | 8.6924 | kW
[6 empty] | 1897 | 56880 | 948 | 15.8 | 8.6964 | kW
[6 empty] | 1898 | 56910 | 948.5 | 15.8083 | 8.7004 | kW
[6 empty] | 1899 | 56940 | 949 | 15.8167 | 8.7043 | kW
[6 empty] | 1900 | 56970 | 949.5 | 15.825 | 8.7083 | kW
[6 empty] | 1901 | 57000 | 950 | 15.8333 | 8.7123 | kW
[6 empty] | 1902 | 57030 | 950.5 | 15.8417 | 8.7163 | kW
[6 empty] | 1903 | 57060 | 951 | 15.85 | 8.7202 | kW
[6 empty] | 1904 | 57090 | 951.5 | 15.8583 | 8.7242 | kW
[6 empty] | 1905 | 57120 | 952 | 15.8667 | 8.7282 | kW
[6 empty] | 1906 | 57150 | 952.5 | 15.875 | 8.7321 | kW
[6 empty] | 1907 | 57180 | 953 | 15.8833 | 8.7361 | kW
[6 empty] | 1908 | 57210 | 953.5 | 15.8917 | 8.7401 | kW
[6 empty] | 1909 | 57240 | 954 | 15.9 | 8.7441 | kW
[6 empty] | 1910 | 57270 | 954.5 | 15.9083 | 8.748 | kW
[6 empty] | 1911 | 57300 | 955 | 15.9167 | 8.752 | kW
[6 empty] | 1912 | 57330 | 955.5 | 15.925 | 8.756 | kW
[6 empty] | 1913 | 57360 | 956 | 15.9333 | 8.7609 | kW
[6 empty] | 1914 | 57390 | 956.5 | 15.9417 | 8.7655 | kW
[6 empty] | 1915 | 57420 | 957 | 15.95 | 8.77 | kW
[6 empty] | 1916 | 57450 | 957.5 | 15.9583 | 8.7747 | kW
[6 empty] | 1917 | 57480 | 958 | 15.9667 | 8.7796 | kW
[6 empty] | 1918 | 57510 | 958.5 | 15.975 | 8.7843 | kW
[6 empty] | 1919 | 57540 | 959 | 15.9833 | 8.7891 | kW
[6 empty] | 1920 | 57570 | 959.5 | 15.9917 | 8.7939 | kW
[6 empty] | 1921 | 57600 | 960 | 16 | 8.7988 | kW
[6 empty] | 1922 | 57630 | 960.5 | 16.0083 | 8.8038 | kW
[6 empty] | 1923 | 57660 | 961 | 16.0167 | 8.8088 | kW
[6 empty] | 1924 | 57690 | 961.5 | 16.025 | 8.8138 | kW
[6 empty] | 1925 | 57720 | 962 | 16.0333 | 8.8189 | kW
[6 empty] | 1926 | 57750 | 962.5 | 16.0417 | 8.8242 | kW
[6 empty] | 1927 | 57780 | 963 | 16.05 | 8.8293 | kW
[6 empty] | 1928 | 57810 | 963.5 | 16.0583 | 8.8347 | kW
[6 empty] | 1929 | 57840 | 964 | 16.0667 | 8.8399 | kW
[6 empty] | 1930 | 57870 | 964.5 | 16.075 | 8.8454 | kW
[6 empty] | 1931 | 57900 | 965 | 16.0833 | 8.8508 | kW
[6 empty] | 1932 | 57930 | 965.5 | 16.0917 | 8.8562 | kW
[6 empty] | 1933 | 57960 | 966 | 16.1 | 8.862 | kW
[6 empty] | 1934 | 57990 | 966.5 | 16.1083 | 8.868 | kW
[6 empty] | 1935 | 58020 | 967 | 16.1167 | 8.8735 | kW
[6 empty] | 1936 | 58050 | 967.5 | 16.125 | 8.8791 | kW
[6 empty] | 1937 | 58080 | 968 | 16.1333 | 8.8847 | kW
[6 empty] | 1938 | 58110 | 968.5 | 16.1417 | 8.8903 | kW
[6 empty] | 1939 | 58140 | 969 | 16.15 | 8.8959 | kW
[6 empty] | 1940 | 58170 | 969.5 | 16.1583 | 8.9015 | kW
[6 empty] | 1941 | 58200 | 970 | 16.1667 | 8.911 | kW
[6 empty] | 1942 | 58230 | 970.5 | 16.175 | 8.917 | kW
[6 empty] | 1943 | 58260 | 971 | 16.1833 | 8.923 | kW
[6 empty] | 1944 | 58290 | 971.5 | 16.1917 | 8.9289 | kW
[6 empty] | 1945 | 58320 | 972 | 16.2 | 8.9349 | kW
[6 empty] | 1946 | 58350 | 972.5 | 16.2083 | 8.9409 | kW
[6 empty] | 1947 | 58380 | 973 | 16.2167 | 8.9469 | kW
[6 empty] | 1948 | 58410 | 973.5 | 16.225 | 8.9529 | kW
[6 empty] | 1949 | 58440 | 974 | 16.2333 | 8.9588 | kW
[6 empty] | 1950 | 58470 | 974.5 | 16.2417 | 8.9648 | kW
[6 empty] | 1951 | 58500 | 975 | 16.25 | 8.9708 | kW
[6 empty] | 1952 | 58530 | 975.5 | 16.2583 | 8.9768 | kW
[6 empty] | 1953 | 58560 | 976 | 16.2667 | 8.9828 | kW
[6 empty] | 1954 | 58590 | 976.5 | 16.275 | 8.9887 | kW
[6 empty] | 1955 | 58620 | 977 | 16.2833 | 8.9947 | kW
[6 empty] | 1956 | 58650 | 977.5 | 16.2917 | 9.0007 | kW
[6 empty] | 1957 | 58680 | 978 | 16.3 | 9.0067 | kW
[6 empty] | 1958 | 58710 | 978.5 | 16.3083 | 9.0127 | kW
[6 empty] | 1959 | 58740 | 979 | 16.3167 | 9.0186 | kW
[6 empty] | 1960 | 58770 | 979.5 | 16.325 | 9.0296 | kW
[6 empty] | 1961 | 58800 | 980 | 16.3333 | 9.0363 | kW
[6 empty] | 1962 | 58830 | 980.5 | 16.3417 | 9.0428 | kW
[6 empty] | 1963 | 58860 | 981 | 16.35 | 9.0493 | kW
[6 empty] | 1964 | 58890 | 981.5 | 16.3583 | 9.0558 | kW
[6 empty] | 1965 | 58920 | 982 | 16.3667 | 9.0623 | kW
[6 empty] | 1966 | 58950 | 982.5 | 16.375 | 9.0688 | kW
[6 empty] | 1967 | 58980 | 983 | 16.3833 | 9.0753 | kW
[6 empty] | 1968 | 59010 | 983.5 | 16.3917 | 9.0818 | kW
[6 empty] | 1969 | 59040 | 984 | 16.4 | 9.0883 | kW
[6 empty] | 1970 | 59070 | 984.5 | 16.4083 | 9.0948 | kW
[6 empty] | 1971 | 59100 | 985 | 16.4167 | 9.1013 | kW
[6 empty] | 1972 | 59130 | 985.5 | 16.425 | 9.1078 | kW
[6 empty] | 1973 | 59160 | 986 | 16.4333 | 9.1143 | kW
[6 empty] | 1974 | 59190 | 986.5 | 16.4417 | 9.1208 | kW
[6 empty] | 1975 | 59220 | 987 | 16.45 | 9.1273 | kW
[6 empty] | 1976 | 59250 | 987.5 | 16.4583 | 9.1338 | kW
[6 empty] | 1977 | 59280 | 988 | 16.4667 | 9.1403 | kW
[6 empty] | 1978 | 59310 | 988.5 | 16.475 | 9.1468 | kW
[6 empty] | 1979 | 59340 | 989 | 16.4833 | 9.1573 | kW
[6 empty] | 1980 | 59370 | 989.5 | 16.4917 | 9.1648 | kW
[6 empty] | 1981 | 59400 | 990 | 16.5 | 9.1718 | kW
[6 empty] | 1982 | 59430 | 990.5 | 16.5083 | 9.1787 | kW
[6 empty] | 1983 | 59460 | 991 | 16.5167 | 9.1857 | kW
[6 empty] | 1984 | 59490 | 991.5 | 16.525 | 9.1926 | kW
[6 empty] | 1985 | 59520 | 992 | 16.5333 | 9.1996 | kW
[6 empty] | 1986 | 59550 | 992.5 | 16.5417 | 9.2065 | kW
[6 empty] | 1987 | 59580 | 993 | 16.55 | 9.2135 | kW
[6 empty] | 1988 | 59610 | 993.5 | 16.5583 | 9.2205 | kW
[6 empty] | 1989 | 59640 | 994 | 16.5667 | 9.2267 | kW
[6 empty] | 1990 | 59670 | 994.5 | 16.575 | 9.2428 | kW
[6 empty] | 1991 | 59700 | 995 | 16.5833 | 9.2644 | kW
[6 empty] | 1992 | 59730 | 995.5 | 16.5917 | 9.286 | kW
[6 empty] | 1993 | 59760 | 996 | 16.6 | 9.3073 | kW
[6 empty] | 1994 | 59790 | 996.5 | 16.6083 | 9.3283 | kW
[6 empty] | 1995 | 59820 | 997 | 16.6167 | 9.349 | kW
[6 empty] | 1996 | 59850 | 997.5 | 16.625 | 9.3694 | kW
[6 empty] | 1997 | 59880 | 998 | 16.6333 | 9.3895 | kW
[6 empty] | 1998 | 59910 | 998.5 | 16.6417 | 9.4094 | kW
[6 empty] | 1999 | 59940 | 999 | 16.65 | 9.4289 | kW
[6 empty] | 2000 | 59970 | 999.5 | 16.6583 | 9.4482 | kW
[6 empty] | 2001 | 60000 | 1000 | 16.6667 | 9.4672 | kW
[6 empty] | 2002 | 60030 | 1000.5 | 16.675 | 9.486 | kW
[6 empty] | 2003 | 60060 | 1001 | 16.6833 | 9.5044 | kW
[6 empty] | 2004 | 60090 | 1001.5 | 16.6917 | 9.5227 | kW
[6 empty] | 2005 | 60120 | 1002 | 16.7 | 9.5406 | kW
[6 empty] | 2006 | 60150 | 1002.5 | 16.7083 | 9.5584 | kW
[6 empty] | 2007 | 60180 | 1003 | 16.7167 | 9.5758 | kW
[6 empty] | 2008 | 60210 | 1003.5 | 16.725 | 9.5931 | kW
[6 empty] | 2009 | 60240 | 1004 | 16.7333 | 9.6101 | kW
[6 empty] | 2010 | 60270 | 1004.5 | 16.7417 | 9.6268 | kW
[6 empty] | 2011 | 60300 | 1005 | 16.75 | 9.6434 | kW
[6 empty] | 2012 | 60330 | 1005.5 | 16.7583 | 9.6597 | kW
[6 empty] | 2013 | 60360 | 1006 | 16.7667 | 9.6757 | kW
[6 empty] | 2014 | 60390 | 1006.5 | 16.775 | 9.6916 | kW
[6 empty] | 2015 | 60420 | 1007 | 16.7833 | 9.7073 | kW
[6 empty] | 2016 | 60450 | 1007.5 | 16.7917 | 9.7227 | kW
[6 empty] | 2017 | 60480 | 1008 | 16.8 | 9.7379 | kW
[6 empty] | 2018 | 60510 | 1008.5 | 16.8083 | 9.7529 | kW
[6 empty] | 2019 | 60540 | 1009 | 16.8167 | 9.7677 | kW
[6 empty] | 2020 | 60570 | 1009.5 | 16.825 | 9.7824 | kW
[6 empty] | 2021 | 60600 | 1010 | 16.8333 | 9.7968 | kW
[6 empty] | 2022 | 60630 | 1010.5 | 16.8417 | 9.811 | kW
[6 empty] | 2023 | 60660 | 1011 | 16.85 | 9.8251 | kW
[6 empty] | 2024 | 60690 | 1011.5 | 16.8583 | 9.8389 | kW
[6 empty] | 2025 | 60720 | 1012 | 16.8667 | 9.8526 | kW
[6 empty] | 2026 | 60750 | 1012.5 | 16.875 | 9.8661 | kW
[6 empty] | 2027 | 60780 | 1013 | 16.8833 | 9.8794 | kW
[6 empty] | 2028 | 60810 | 1013.5 | 16.8917 | 9.8925 | kW
[6 empty] | 2029 | 60840 | 1014 | 16.9 | 9.9055 | kW
[6 empty] | 2030 | 60870 | 1014.5 | 16.9083 | 9.9183 | kW
[6 empty] | 2031 | 60900 | 1015 | 16.9167 | 9.9309 | kW
[6 empty] | 2032 | 60930 | 1015.5 | 16.925 | 9.9434 | kW
[6 empty] | 2033 | 60960 | 1016 | 16.9333 | 9.9557 | kW
[6 empty] | 2034 | 60990 | 1016.5 | 16.9417 | 9.9679 | kW
[6 empty] | 2035 | 61020 | 1017 | 16.95 | 9.9799 | kW
[6 empty] | 2036 | 61050 | 1017.5 | 16.9583 | 9.9918 | kW
[6 empty] | 2037 | 61080 | 1018 | 16.9667 | 10.0035 | kW
[6 empty] | 2038 | 61110 | 1018.5 | 16.975 | 10.015 | kW
[6 empty] | 2039 | 61140 | 1019 | 16.9833 | 10.0264 | kW
[6 empty] | 2040 | 61170 | 1019.5 | 16.9917 | 10.0377 | kW
[6 empty] | 2041 | 61200 | 1020 | 17 | 10.0488 | kW
[6 empty] | 2042 | 61230 | 1020.5 | 17.0083 | 10.0598 | kW
[6 empty] | 2043 | 61260 | 1021 | 17.0167 | 10.0706 | kW
[6 empty] | 2044 | 61290 | 1021.5 | 17.025 | 10.0813 | kW
[6 empty] | 2045 | 61320 | 1022 | 17.0333 | 10.0917 | kW
[6 empty] | 2046 | 61350 | 1022.5 | 17.0417 | 10.1021 | kW
[6 empty] | 2047 | 61380 | 1023 | 17.05 | 10.1122 | kW
[6 empty] | 2048 | 61410 | 1023.5 | 17.0583 | 10.1223 | kW
[6 empty] | 2049 | 61440 | 1024 | 17.0667 | 10.1321 | kW
[6 empty] | 2050 | 61470 | 1024.5 | 17.075 | 10.1419 | kW
[6 empty] | 2051 | 61500 | 1025 | 17.0833 | 10.1514 | kW
[6 empty] | 2052 | 61530 | 1025.5 | 17.0917 | 10.1609 | kW
[6 empty] | 2053 | 61560 | 1026 | 17.1 | 10.1702 | kW
[6 empty] | 2054 | 61590 | 1026.5 | 17.1083 | 10.1794 | kW
[6 empty] | 2055 | 61620 | 1027 | 17.1167 | 10.1884 | kW
[6 empty] | 2056 | 61650 | 1027.5 | 17.125 | 10.1973 | kW
[6 empty] | 2057 | 61680 | 1028 | 17.1333 | 10.2061 | kW
[6 empty] | 2058 | 61710 | 1028.5 | 17.1417 | 10.2148 | kW
[6 empty] | 2059 | 61740 | 1029 | 17.15 | 10.2233 | kW
[6 empty] | 2060 | 61770 | 1029.5 | 17.1583 | 10.2317 | kW
[6 empty] | 2061 | 61800 | 1030 | 17.1667 | 10.24 | kW
[6 empty] | 2062 | 61830 | 1030.5 | 17.175 | 10.2482 | kW
[6 empty] | 2063 | 61860 | 1031 | 17.1833 | 10.2562 | kW
[6 empty] | 2064 | 61890 | 1031.5 | 17.1917 | 10.2642 | kW
[6 empty] | 2065 | 61920 | 1032 | 17.2 | 10.272 | kW
[6 empty] | 2066 | 61950 | 1032.5 | 17.2083 | 10.2797 | kW
[6 empty] | 2067 | 61980 | 1033 | 17.2167 | 10.2873 | kW
[6 empty] | 2068 | 62010 | 1033.5 | 17.225 | 10.2949 | kW
[6 empty] | 2069 | 62040 | 1034 | 17.2333 | 10.3023 | kW
[6 empty] | 2070 | 62070 | 1034.5 | 17.2417 | 10.3096 | kW
[6 empty] | 2071 | 62100 | 1035 | 17.25 | 10.3168 | kW
[6 empty] | 2072 | 62130 | 1035.5 | 17.2583 | 10.3239 | kW
[6 empty] | 2073 | 62160 | 1036 | 17.2667 | 10.3309 | kW
[6 empty] | 2074 | 62190 | 1036.5 | 17.275 | 10.3378 | kW
[6 empty] | 2075 | 62220 | 1037 | 17.2833 | 10.3446 | kW
[6 empty] | 2076 | 62250 | 1037.5 | 17.2917 | 10.3514 | kW
[6 empty] | 2077 | 62280 | 1038 | 17.3 | 10.3581 | kW
[6 empty] | 2078 | 62310 | 1038.5 | 17.3083 | 10.3647 | kW
[6 empty] | 2079 | 62340 | 1039 | 17.3167 | 10.3711 | kW
[6 empty] | 2080 | 62370 | 1039.5 | 17.325 | 10.3775 | kW
[6 empty] | 2081 | 62400 | 1040 | 17.3333 | 10.3838 | kW
[6 empty] | 2082 | 62430 | 1040.5 | 17.3417 | 10.39 | kW
[6 empty] | 2083 | 62460 | 1041 | 17.35 | 10.3961 | kW
[6 empty] | 2084 | 62490 | 1041.5 | 17.3583 | 10.4026 | kW
[6 empty] | 2085 | 62520 | 1042 | 17.3667 | 10.4087 | kW
[6 empty] | 2086 | 62550 | 1042.5 | 17.375 | 10.4146 | kW
[6 empty] | 2087 | 62580 | 1043 | 17.3833 | 10.4205 | kW
[6 empty] | 2088 | 62610 | 1043.5 | 17.3917 | 10.4263 | kW
[6 empty] | 2089 | 62640 | 1044 | 17.4 | 10.432 | kW
[6 empty] | 2090 | 62670 | 1044.5 | 17.4083 | 10.4376 | kW
[6 empty] | 2091 | 62700 | 1045 | 17.4167 | 10.4431 | kW
[6 empty] | 2092 | 62730 | 1045.5 | 17.425 | 10.4486 | kW
[6 empty] | 2093 | 62760 | 1046 | 17.4333 | 10.4539 | kW
[6 empty] | 2094 | 62790 | 1046.5 | 17.4417 | 10.4592 | kW
[6 empty] | 2095 | 62820 | 1047 | 17.45 | 10.4644 | kW
[6 empty] | 2096 | 62850 | 1047.5 | 17.4583 | 10.4695 | kW
[6 empty] | 2097 | 62880 | 1048 | 17.4667 | 10.4745 | kW
[6 empty] | 2098 | 62910 | 1048.5 | 17.475 | 10.4798 | kW
[6 empty] | 2099 | 62940 | 1049 | 17.4833 | 10.4855 | kW
[6 empty] | 2100 | 62970 | 1049.5 | 17.4917 | 10.4905 | kW
[6 empty] | 2101 | 63000 | 1050 | 17.5 | 10.4954 | kW
[6 empty] | 2102 | 63030 | 1050.5 | 17.5083 | 10.5003 | kW
[6 empty] | 2103 | 63060 | 1051 | 17.5167 | 10.5051 | kW
[6 empty] | 2104 | 63090 | 1051.5 | 17.525 | 10.5098 | kW
[6 empty] | 2105 | 63120 | 1052 | 17.5333 | 10.5144 | kW
[6 empty] | 2106 | 63150 | 1052.5 | 17.5417 | 10.5189 | kW
[6 empty] | 2107 | 63180 | 1053 | 17.55 | 10.5234 | kW
[6 empty] | 2108 | 63210 | 1053.5 | 17.5583 | 10.5279 | kW
[6 empty] | 2109 | 63240 | 1054 | 17.5667 | 10.5322 | kW
[6 empty] | 2110 | 63270 | 1054.5 | 17.575 | 10.5365 | kW
[6 empty] | 2111 | 63300 | 1055 | 17.5833 | 10.5407 | kW
[6 empty] | 2112 | 63330 | 1055.5 | 17.5917 | 10.5448 | kW
[6 empty] | 2113 | 63360 | 1056 | 17.6 | 10.5498 | kW
[6 empty] | 2114 | 63390 | 1056.5 | 17.6083 | 10.5544 | kW
[6 empty] | 2115 | 63420 | 1057 | 17.6167 | 10.5585 | kW
[6 empty] | 2116 | 63450 | 1057.5 | 17.625 | 10.5627 | kW
[6 empty] | 2117 | 63480 | 1058 | 17.6333 | 10.5668 | kW
[6 empty] | 2118 | 63510 | 1058.5 | 17.6417 | 10.5708 | kW
[6 empty] | 2119 | 63540 | 1059 | 17.65 | 10.5747 | kW
[6 empty] | 2120 | 63570 | 1059.5 | 17.6583 | 10.5787 | kW
[6 empty] | 2121 | 63600 | 1060 | 17.6667 | 10.5825 | kW
[6 empty] | 2122 | 63630 | 1060.5 | 17.675 | 10.5863 | kW
[6 empty] | 2123 | 63660 | 1061 | 17.6833 | 10.5901 | kW
[6 empty] | 2124 | 63690 | 1061.5 | 17.6917 | 10.5938 | kW
[6 empty] | 2125 | 63720 | 1062 | 17.7 | 10.5974 | kW
[6 empty] | 2126 | 63750 | 1062.5 | 17.7083 | 10.601 | kW
[6 empty] | 2127 | 63780 | 1063 | 17.7167 | 10.6046 | kW
[6 empty] | 2128 | 63810 | 1063.5 | 17.725 | 10.6091 | kW
[6 empty] | 2129 | 63840 | 1064 | 17.7333 | 10.6127 | kW
[6 empty] | 2130 | 63870 | 1064.5 | 17.7417 | 10.6163 | kW
[6 empty] | 2131 | 63900 | 1065 | 17.75 | 10.6198 | kW
[6 empty] | 2132 | 63930 | 1065.5 | 17.7583 | 10.6234 | kW
[6 empty] | 2133 | 63960 | 1066 | 17.7667 | 10.6268 | kW
[6 empty] | 2134 | 63990 | 1066.5 | 17.775 | 10.6302 | kW
[6 empty] | 2135 | 64020 | 1067 | 17.7833 | 10.6336 | kW
[6 empty] | 2136 | 64050 | 1067.5 | 17.7917 | 10.637 | kW
[6 empty] | 2137 | 64080 | 1068 | 17.8 | 10.6403 | kW
[6 empty] | 2138 | 64110 | 1068.5 | 17.8083 | 10.6435 | kW
[6 empty] | 2139 | 64140 | 1069 | 17.8167 | 10.6467 | kW
[6 empty] | 2140 | 64170 | 1069.5 | 17.825 | 10.6499 | kW
[6 empty] | 2141 | 64200 | 1070 | 17.8333 | 10.6531 | kW
[6 empty] | 2142 | 64230 | 1070.5 | 17.8417 | 10.6565 | kW
[6 empty] | 2143 | 64260 | 1071 | 17.85 | 10.66 | kW
[6 empty] | 2144 | 64290 | 1071.5 | 17.8583 | 10.6632 | kW
[6 empty] | 2145 | 64320 | 1072 | 17.8667 | 10.6664 | kW
[6 empty] | 2146 | 64350 | 1072.5 | 17.875 | 10.6695 | kW
[6 empty] | 2147 | 64380 | 1073 | 17.8833 | 10.6725 | kW
[6 empty] | 2148 | 64410 | 1073.5 | 17.8917 | 10.6756 | kW
[6 empty] | 2149 | 64440 | 1074 | 17.9 | 10.6786 | kW
[6 empty] | 2150 | 64470 | 1074.5 | 17.9083 | 10.6816 | kW
[6 empty] | 2151 | 64500 | 1075 | 17.9167 | 10.6845 | kW
[6 empty] | 2152 | 64530 | 1075.5 | 17.925 | 10.6874 | kW
[6 empty] | 2153 | 64560 | 1076 | 17.9333 | 10.6903 | kW
[6 empty] | 2154 | 64590 | 1076.5 | 17.9417 | 10.6932 | kW
[6 empty] | 2155 | 64620 | 1077 | 17.95 | 10.696 | kW
[6 empty] | 2156 | 64650 | 1077.5 | 17.9583 | 10.6988 | kW
[6 empty] | 2157 | 64680 | 1078 | 17.9667 | 10.7016 | kW
[6 empty] | 2158 | 64710 | 1078.5 | 17.975 | 10.7045 | kW
[6 empty] | 2159 | 64740 | 1079 | 17.9833 | 10.7073 | kW
[6 empty] | 2160 | 64770 | 1079.5 | 17.9917 | 10.71 | kW
[6 empty] | 2161 | 64800 | 1080 | 18 | 10.7128 | kW
[6 empty] | 2162 | 64830 | 1080.5 | 18.0083 | 10.7156 | kW
[6 empty] | 2163 | 64860 | 1081 | 18.0167 | 10.7182 | kW
[6 empty] | 2164 | 64890 | 1081.5 | 18.025 | 10.7208 | kW
[6 empty] | 2165 | 64920 | 1082 | 18.0333 | 10.7234 | kW
[6 empty] | 2166 | 64950 | 1082.5 | 18.0417 | 10.7259 | kW
[6 empty] | 2167 | 64980 | 1083 | 18.05 | 10.7283 | kW
[6 empty] | 2168 | 65010 | 1083.5 | 18.0583 | 10.7307 | kW
[6 empty] | 2169 | 65040 | 1084 | 18.0667 | 10.7331 | kW
[6 empty] | 2170 | 65070 | 1084.5 | 18.075 | 10.7354 | kW
[6 empty] | 2171 | 65100 | 1085 | 18.0833 | 10.7376 | kW
[6 empty] | 2172 | 65130 | 1085.5 | 18.0917 | 10.7398 | kW
[6 empty] | 2173 | 65160 | 1086 | 18.1 | 10.7419 | kW
[6 empty] | 2174 | 65190 | 1086.5 | 18.1083 | 10.744 | kW
[6 empty] | 2175 | 65220 | 1087 | 18.1167 | 10.746 | kW
[6 empty] | 2176 | 65250 | 1087.5 | 18.125 | 10.7481 | kW
[6 empty] | 2177 | 65280 | 1088 | 18.1333 | 10.75 | kW
[6 empty] | 2178 | 65310 | 1088.5 | 18.1417 | 10.7519 | kW
[6 empty] | 2179 | 65340 | 1089 | 18.15 | 10.7538 | kW
[6 empty] | 2180 | 65370 | 1089.5 | 18.1583 | 10.7556 | kW
[6 empty] | 2181 | 65400 | 1090 | 18.1667 | 10.7573 | kW
[6 empty] | 2182 | 65430 | 1090.5 | 18.175 | 10.759 | kW
[6 empty] | 2183 | 65460 | 1091 | 18.1833 | 10.7606 | kW
[6 empty] | 2184 | 65490 | 1091.5 | 18.1917 | 10.7623 | kW
[6 empty] | 2185 | 65520 | 1092 | 18.2 | 10.7639 | kW
[6 empty] | 2186 | 65550 | 1092.5 | 18.2083 | 10.7654 | kW
[6 empty] | 2187 | 65580 | 1093 | 18.2167 | 10.7669 | kW
[6 empty] | 2188 | 65610 | 1093.5 | 18.225 | 10.7683 | kW
[6 empty] | 2189 | 65640 | 1094 | 18.2333 | 10.7697 | kW
[6 empty] | 2190 | 65670 | 1094.5 | 18.2417 | 10.7711 | kW
[6 empty] | 2191 | 65700 | 1095 | 18.25 | 10.7725 | kW
[6 empty] | 2192 | 65730 | 1095.5 | 18.2583 | 10.7738 | kW
[6 empty] | 2193 | 65760 | 1096 | 18.2667 | 10.7751 | kW
[6 empty] | 2194 | 65790 | 1096.5 | 18.275 | 10.7763 | kW
[6 empty] | 2195 | 65820 | 1097 | 18.2833 | 10.7775 | kW
[6 empty] | 2196 | 65850 | 1097.5 | 18.2917 | 10.7787 | kW
[6 empty] | 2197 | 65880 | 1098 | 18.3 | 10.7798 | kW
[6 empty] | 2198 | 65910 | 1098.5 | 18.3083 | 10.7809 | kW
[6 empty] | 2199 | 65940 | 1099 | 18.3167 | 10.782 | kW
[6 empty] | 2200 | 65970 | 1099.5 | 18.325 | 10.783 | kW
[6 empty] | 2201 | 66000 | 1100 | 18.3333 | 10.784 | kW
[6 empty] | 2202 | 66030 | 1100.5 | 18.3417 | 10.7849 | kW
[6 empty] | 2203 | 66060 | 1101 | 18.35 | 10.7859 | kW
[6 empty] | 2204 | 66090 | 1101.5 | 18.3583 | 10.7868 | kW
[6 empty] | 2205 | 66120 | 1102 | 18.3667 | 10.7877 | kW
[6 empty] | 2206 | 66150 | 1102.5 | 18.375 | 10.7885 | kW
[6 empty] | 2207 | 66180 | 1103 | 18.3833 | 10.7893 | kW
[6 empty] | 2208 | 66210 | 1103.5 | 18.3917 | 10.7901 | kW
[6 empty] | 2209 | 66240 | 1104 | 18.4 | 10.7909 | kW
[6 empty] | 2210 | 66270 | 1104.5 | 18.4083 | 10.7916 | kW
[6 empty] | 2211 | 66300 | 1105 | 18.4167 | 10.7923 | kW
[6 empty] | 2212 | 66330 | 1105.5 | 18.425 | 10.793 | kW
[6 empty] | 2213 | 66360 | 1106 | 18.4333 | 10.7936 | kW
[6 empty] | 2214 | 66390 | 1106.5 | 18.4417 | 10.7942 | kW
[6 empty] | 2215 | 66420 | 1107 | 18.45 | 10.7948 | kW
[6 empty] | 2216 | 66450 | 1107.5 | 18.4583 | 10.7954 | kW
[6 empty] | 2217 | 66480 | 1108 | 18.4667 | 10.7959 | kW
[6 empty] | 2218 | 66510 | 1108.5 | 18.475 | 10.7964 | kW
[6 empty] | 2219 | 66540 | 1109 | 18.4833 | 10.7969 | kW
[6 empty] | 2220 | 66570 | 1109.5 | 18.4917 | 10.7974 | kW
[6 empty] | 2221 | 66600 | 1110 | 18.5 | 10.7978 | kW
[6 empty] | 2222 | 66630 | 1110.5 | 18.5083 | 10.7982 | kW
[6 empty] | 2223 | 66660 | 1111 | 18.5167 | 10.7986 | kW
[6 empty] | 2224 | 66690 | 1111.5 | 18.525 | 10.799 | kW
[6 empty] | 2225 | 66720 | 1112 | 18.5333 | 10.7994 | kW
[6 empty] | 2226 | 66750 | 1112.5 | 18.5417 | 10.7997 | kW
[6 empty] | 2227 | 66780 | 1113 | 18.55 | 10.8 | kW
[6 empty] | 2228 | 66810 | 1113.5 | 18.5583 | 10.8003 | kW
[6 empty] | 2229 | 66840 | 1114 | 18.5667 | 10.8006 | kW
[6 empty] | 2230 | 66870 | 1114.5 | 18.575 | 10.8008 | kW
[6 empty] | 2231 | 66900 | 1115 | 18.5833 | 10.801 | kW
[6 empty] | 2232 | 66930 | 1115.5 | 18.5917 | 10.8012 | kW
[6 empty] | 2233 | 66960 | 1116 | 18.6 | 10.8014 | kW
[6 empty] | 2234 | 66990 | 1116.5 | 18.6083 | 10.8015 | kW
[6 empty] | 2235 | 67020 | 1117 | 18.6167 | 10.8016 | kW
[6 empty] | 2236 | 67050 | 1117.5 | 18.625 | 10.8017 | kW
[6 empty] | 2237 | 67080 | 1118 | 18.6333 | 10.8018 | kW
[6 empty] | 2238 | 67110 | 1118.5 | 18.6417 | 10.8018 | kW
[6 empty] | 2239 | 67140 | 1119 | 18.65 | 10.8018 | kW
[6 empty] | 2240 | 67170 | 1119.5 | 18.6583 | 10.8018 | kW
[6 empty] | 2241 | 67200 | 1120 | 18.6667 | 10.8018 | kW
[6 empty] | 2242 | 67230 | 1120.5 | 18.675 | 10.802 | kW
[6 empty] | 2243 | 67260 | 1121 | 18.6833 | 10.802 | kW
[6 empty] | 2244 | 67290 | 1121.5 | 18.6917 | 10.8019 | kW
[6 empty] | 2245 | 67320 | 1122 | 18.7 | 10.8019 | kW
[6 empty] | 2246 | 67350 | 1122.5 | 18.7083 | 10.8018 | kW
[6 empty] | 2247 | 67380 | 1123 | 18.7167 | 10.8017 | kW
[6 empty] | 2248 | 67410 | 1123.5 | 18.725 | 10.8015 | kW
[6 empty] | 2249 | 67440 | 1124 | 18.7333 | 10.8014 | kW
[6 empty] | 2250 | 67470 | 1124.5 | 18.7417 | 10.8012 | kW
[6 empty] | 2251 | 67500 | 1125 | 18.75 | 10.801 | kW
[6 empty] | 2252 | 67530 | 1125.5 | 18.7583 | 10.8008 | kW
[6 empty] | 2253 | 67560 | 1126 | 18.7667 | 10.8005 | kW
[6 empty] | 2254 | 67590 | 1126.5 | 18.775 | 10.8003 | kW
[6 empty] | 2255 | 67620 | 1127 | 18.7833 | 10.8 | kW
[6 empty] | 2256 | 67650 | 1127.5 | 18.7917 | 10.7997 | kW
[6 empty] | 2257 | 67680 | 1128 | 18.8 | 10.7993 | kW
[6 empty] | 2258 | 67710 | 1128.5 | 18.8083 | 10.799 | kW
[6 empty] | 2259 | 67740 | 1129 | 18.8167 | 10.799 | kW
[6 empty] | 2260 | 67770 | 1129.5 | 18.825 | 10.7986 | kW
[6 empty] | 2261 | 67800 | 1130 | 18.8333 | 10.7983 | kW
[6 empty] | 2262 | 67830 | 1130.5 | 18.8417 | 10.7979 | kW
[6 empty] | 2263 | 67860 | 1131 | 18.85 | 10.7976 | kW
[6 empty] | 2264 | 67890 | 1131.5 | 18.8583 | 10.7972 | kW
[6 empty] | 2265 | 67920 | 1132 | 18.8667 | 10.7967 | kW
[6 empty] | 2266 | 67950 | 1132.5 | 18.875 | 10.7963 | kW
[6 empty] | 2267 | 67980 | 1133 | 18.8833 | 10.7958 | kW
[6 empty] | 2268 | 68010 | 1133.5 | 18.8917 | 10.7954 | kW
[6 empty] | 2269 | 68040 | 1134 | 18.9 | 10.7949 | kW
[6 empty] | 2270 | 68070 | 1134.5 | 18.9083 | 10.7944 | kW
[6 empty] | 2271 | 68100 | 1135 | 18.9167 | 10.7938 | kW
[6 empty] | 2272 | 68130 | 1135.5 | 18.925 | 10.7933 | kW
[6 empty] | 2273 | 68160 | 1136 | 18.9333 | 10.7927 | kW
[6 empty] | 2274 | 68190 | 1136.5 | 18.9417 | 10.7922 | kW
[6 empty] | 2275 | 68220 | 1137 | 18.95 | 10.7916 | kW
[6 empty] | 2276 | 68250 | 1137.5 | 18.9583 | 10.791 | kW
[6 empty] | 2277 | 68280 | 1138 | 18.9667 | 10.7905 | kW
[6 empty] | 2278 | 68310 | 1138.5 | 18.975 | 10.7899 | kW
[6 empty] | 2279 | 68340 | 1139 | 18.9833 | 10.7892 | kW
[6 empty] | 2280 | 68370 | 1139.5 | 18.9917 | 10.7886 | kW
[6 empty] | 2281 | 68400 | 1140 | 19 | 10.788 | kW
[6 empty] | 2282 | 68430 | 1140.5 | 19.0083 | 10.7874 | kW
[6 empty] | 2283 | 68460 | 1141 | 19.0167 | 10.7867 | kW
[6 empty] | 2284 | 68490 | 1141.5 | 19.025 | 10.786 | kW
[6 empty] | 2285 | 68520 | 1142 | 19.0333 | 10.7853 | kW
[6 empty] | 2286 | 68550 | 1142.5 | 19.0417 | 10.7846 | kW
[6 empty] | 2287 | 68580 | 1143 | 19.05 | 10.7839 | kW
[6 empty] | 2288 | 68610 | 1143.5 | 19.0583 | 10.7832 | kW
[6 empty] | 2289 | 68640 | 1144 | 19.0667 | 10.7823 | kW
[6 empty] | 2290 | 68670 | 1144.5 | 19.075 | 10.7815 | kW
[6 empty] | 2291 | 68700 | 1145 | 19.0833 | 10.7808 | kW
[6 empty] | 2292 | 68730 | 1145.5 | 19.0917 | 10.78 | kW
[6 empty] | 2293 | 68760 | 1146 | 19.1 | 10.7793 | kW
[6 empty] | 2294 | 68790 | 1146.5 | 19.1083 | 10.7785 | kW
[6 empty] | 2295 | 68820 | 1147 | 19.1167 | 10.7777 | kW
[6 empty] | 2296 | 68850 | 1147.5 | 19.125 | 10.7765 | kW
[6 empty] | 2297 | 68880 | 1148 | 19.1333 | 10.7755 | kW
[6 empty] | 2298 | 68910 | 1148.5 | 19.1417 | 10.7746 | kW
[6 empty] | 2299 | 68940 | 1149 | 19.15 | 10.7738 | kW
[6 empty] | 2300 | 68970 | 1149.5 | 19.1583 | 10.7729 | kW
[6 empty] | 2301 | 69000 | 1150 | 19.1667 | 10.772 | kW
[6 empty] | 2302 | 69030 | 1150.5 | 19.175 | 10.7712 | kW
[6 empty] | 2303 | 69060 | 1151 | 19.1833 | 10.7703 | kW
[6 empty] | 2304 | 69090 | 1151.5 | 19.1917 | 10.7695 | kW
[6 empty] | 2305 | 69120 | 1152 | 19.2 | 10.7686 | kW
[6 empty] | 2306 | 69150 | 1152.5 | 19.2083 | 10.7677 | kW
[6 empty] | 2307 | 69180 | 1153 | 19.2167 | 10.7669 | kW
[6 empty] | 2308 | 69210 | 1153.5 | 19.225 | 10.7657 | kW
[6 empty] | 2309 | 69240 | 1154 | 19.2333 | 10.7642 | kW
[6 empty] | 2310 | 69270 | 1154.5 | 19.2417 | 10.7633 | kW
[6 empty] | 2311 | 69300 | 1155 | 19.25 | 10.7623 | kW
[6 empty] | 2312 | 69330 | 1155.5 | 19.2583 | 10.7613 | kW
[6 empty] | 2313 | 69360 | 1156 | 19.2667 | 10.7603 | kW
[6 empty] | 2314 | 69390 | 1156.5 | 19.275 | 10.7593 | kW
[6 empty] | 2315 | 69420 | 1157 | 19.2833 | 10.7583 | kW
[6 empty] | 2316 | 69450 | 1157.5 | 19.2917 | 10.7573 | kW
[6 empty] | 2317 | 69480 | 1158 | 19.3 | 10.7563 | kW
[6 empty] | 2318 | 69510 | 1158.5 | 19.3083 | 10.7553 | kW
[6 empty] | 2319 | 69540 | 1159 | 19.3167 | 10.7543 | kW
[6 empty] | 2320 | 69570 | 1159.5 | 19.325 | 10.7533 | kW
[6 empty] | 2321 | 69600 | 1160 | 19.3333 | 10.7515 | kW
[6 empty] | 2322 | 69630 | 1160.5 | 19.3417 | 10.7503 | kW
[6 empty] | 2323 | 69660 | 1161 | 19.35 | 10.7492 | kW
[6 empty] | 2324 | 69690 | 1161.5 | 19.3583 | 10.7481 | kW
[6 empty] | 2325 | 69720 | 1162 | 19.3667 | 10.747 | kW
[6 empty] | 2326 | 69750 | 1162.5 | 19.375 | 10.7458 | kW
[6 empty] | 2327 | 69780 | 1163 | 19.3833 | 10.7447 | kW
[6 empty] | 2328 | 69810 | 1163.5 | 19.3917 | 10.7436 | kW
[6 empty] | 2329 | 69840 | 1164 | 19.4 | 10.7425 | kW
[6 empty] | 2330 | 69870 | 1164.5 | 19.4083 | 10.7414 | kW
[6 empty] | 2331 | 69900 | 1165 | 19.4167 | 10.7402 | kW
[6 empty] | 2332 | 69930 | 1165.5 | 19.425 | 10.7391 | kW
[6 empty] | 2333 | 69960 | 1166 | 19.4333 | 10.7374 | kW
[6 empty] | 2334 | 69990 | 1166.5 | 19.4417 | 10.7358 | kW
[6 empty] | 2335 | 70020 | 1167 | 19.45 | 10.7345 | kW
[6 empty] | 2336 | 70050 | 1167.5 | 19.4583 | 10.7333 | kW
[6 empty] | 2337 | 70080 | 1168 | 19.4667 | 10.732 | kW
[6 empty] | 2338 | 70110 | 1168.5 | 19.475 | 10.7307 | kW
[6 empty] | 2339 | 70140 | 1169 | 19.4833 | 10.7294 | kW
[6 empty] | 2340 | 70170 | 1169.5 | 19.4917 | 10.7281 | kW
[6 empty] | 2341 | 70200 | 1170 | 19.5 | 10.7268 | kW
[6 empty] | 2342 | 70230 | 1170.5 | 19.5083 | 10.7254 | kW
[6 empty] | 2343 | 70260 | 1171 | 19.5167 | 10.7241 | kW
[6 empty] | 2344 | 70290 | 1171.5 | 19.525 | 10.7228 | kW
[6 empty] | 2345 | 70320 | 1172 | 19.5333 | 10.7215 | kW
[6 empty] | 2346 | 70350 | 1172.5 | 19.5417 | 10.7201 | kW
[6 empty] | 2347 | 70380 | 1173 | 19.55 | 10.7188 | kW
[6 empty] | 2348 | 70410 | 1173.5 | 19.5583 | 10.7175 | kW
[6 empty] | 2349 | 70440 | 1174 | 19.5667 | 10.7161 | kW
[6 empty] | 2350 | 70470 | 1174.5 | 19.575 | 10.7148 | kW
[6 empty] | 2351 | 70500 | 1175 | 19.5833 | 10.7134 | kW
[6 empty] | 2352 | 70530 | 1175.5 | 19.5917 | 10.7121 | kW
[6 empty] | 2353 | 70560 | 1176 | 19.6 | 10.7107 | kW
[6 empty] | 2354 | 70590 | 1176.5 | 19.6083 | 10.7093 | kW
[6 empty] | 2355 | 70620 | 1177 | 19.6167 | 10.7077 | kW
[6 empty] | 2356 | 70650 | 1177.5 | 19.625 | 10.7059 | kW
[6 empty] | 2357 | 70680 | 1178 | 19.6333 | 10.7045 | kW
[6 empty] | 2358 | 70710 | 1178.5 | 19.6417 | 10.703 | kW
[6 empty] | 2359 | 70740 | 1179 | 19.65 | 10.7015 | kW
[6 empty] | 2360 | 70770 | 1179.5 | 19.6583 | 10.7 | kW
[6 empty] | 2361 | 70800 | 1180 | 19.6667 | 10.6985 | kW
[6 empty] | 2362 | 70830 | 1180.5 | 19.675 | 10.697 | kW
[6 empty] | 2363 | 70860 | 1181 | 19.6833 | 10.6955 | kW
[6 empty] | 2364 | 70890 | 1181.5 | 19.6917 | 10.694 | kW
[6 empty] | 2365 | 70920 | 1182 | 19.7 | 10.6925 | kW
[6 empty] | 2366 | 70950 | 1182.5 | 19.7083 | 10.691 | kW
[6 empty] | 2367 | 70980 | 1183 | 19.7167 | 10.6894 | kW
[6 empty] | 2368 | 71010 | 1183.5 | 19.725 | 10.6879 | kW
[6 empty] | 2369 | 71040 | 1184 | 19.7333 | 10.6863 | kW
[6 empty] | 2370 | 71070 | 1184.5 | 19.7417 | 10.6847 | kW
[6 empty] | 2371 | 71100 | 1185 | 19.75 | 10.6832 | kW
[6 empty] | 2372 | 71130 | 1185.5 | 19.7583 | 10.6816 | kW
[6 empty] | 2373 | 71160 | 1186 | 19.7667 | 10.68 | kW
[6 empty] | 2374 | 71190 | 1186.5 | 19.775 | 10.6784 | kW
[6 empty] | 2375 | 71220 | 1187 | 19.7833 | 10.6768 | kW
[6 empty] | 2376 | 71250 | 1187.5 | 19.7917 | 10.6752 | kW
[6 empty] | 2377 | 71280 | 1188 | 19.8 | 10.6735 | kW
[6 empty] | 2378 | 71310 | 1188.5 | 19.8083 | 10.6718 | kW
[6 empty] | 2379 | 71340 | 1189 | 19.8167 | 10.6701 | kW
[6 empty] | 2380 | 71370 | 1189.5 | 19.825 | 10.6685 | kW
[6 empty] | 2381 | 71400 | 1190 | 19.8333 | 10.6668 | kW
[6 empty] | 2382 | 71430 | 1190.5 | 19.8417 | 10.6651 | kW
[6 empty] | 2383 | 71460 | 1191 | 19.85 | 10.6634 | kW
[6 empty] | 2384 | 71490 | 1191.5 | 19.8583 | 10.6617 | kW
[6 empty] | 2385 | 71520 | 1192 | 19.8667 | 10.66 | kW
[6 empty] | 2386 | 71550 | 1192.5 | 19.875 | 10.6583 | kW
[6 empty] | 2387 | 71580 | 1193 | 19.8833 | 10.6565 | kW
[6 empty] | 2388 | 71610 | 1193.5 | 19.8917 | 10.6548 | kW
[6 empty] | 2389 | 71640 | 1194 | 19.9 | 10.6531 | kW
[6 empty] | 2390 | 71670 | 1194.5 | 19.9083 | 10.6513 | kW
[6 empty] | 2391 | 71700 | 1195 | 19.9167 | 10.6496 | kW
[6 empty] | 2392 | 71730 | 1195.5 | 19.925 | 10.6478 | kW
[6 empty] | 2393 | 71760 | 1196 | 19.9333 | 10.646 | kW
[6 empty] | 2394 | 71790 | 1196.5 | 19.9417 | 10.6442 | kW
[6 empty] | 2395 | 71820 | 1197 | 19.95 | 10.6424 | kW
[6 empty] | 2396 | 71850 | 1197.5 | 19.9583 | 10.6406 | kW
[6 empty] | 2397 | 71880 | 1198 | 19.9667 | 10.6388 | kW
[6 empty] | 2398 | 71910 | 1198.5 | 19.975 | 10.637 | kW
[6 empty] | 2399 | 71940 | 1199 | 19.9833 | 10.6351 | kW
[6 empty] | 2400 | 71970 | 1199.5 | 19.9917 | 10.6333 | kW
[6 empty] | 2401 | 72000 | 1200 | 20 | 10.6315 | kW
[6 empty] | 2402 | 72030 | 1200.5 | 20.0083 | 10.6297 | kW
[6 empty] | 2403 | 72060 | 1201 | 20.0167 | 10.628 | kW
[6 empty] | 2404 | 72090 | 1201.5 | 20.025 | 10.6263 | kW
[6 empty] | 2405 | 72120 | 1202 | 20.0333 | 10.6247 | kW
[6 empty] | 2406 | 72150 | 1202.5 | 20.0417 | 10.6232 | kW
[6 empty] | 2407 | 72180 | 1203 | 20.05 | 10.6217 | kW
[6 empty] | 2408 | 72210 | 1203.5 | 20.0583 | 10.6204 | kW
[6 empty] | 2409 | 72240 | 1204 | 20.0667 | 10.619 | kW
[6 empty] | 2410 | 72270 | 1204.5 | 20.075 | 10.6177 | kW
[6 empty] | 2411 | 72300 | 1205 | 20.0833 | 10.6165 | kW
[6 empty] | 2412 | 72330 | 1205.5 | 20.0917 | 10.6153 | kW
[6 empty] | 2413 | 72360 | 1206 | 20.1 | 10.6141 | kW
[6 empty] | 2414 | 72390 | 1206.5 | 20.1083 | 10.6136 | kW
[6 empty] | 2415 | 72420 | 1207 | 20.1167 | 10.6131 | kW
[6 empty] | 2416 | 72450 | 1207.5 | 20.125 | 10.6121 | kW
[6 empty] | 2417 | 72480 | 1208 | 20.1333 | 10.6111 | kW
[6 empty] | 2418 | 72510 | 1208.5 | 20.1417 | 10.6101 | kW
[6 empty] | 2419 | 72540 | 1209 | 20.15 | 10.6092 | kW
[6 empty] | 2420 | 72570 | 1209.5 | 20.1583 | 10.6082 | kW
[6 empty] | 2421 | 72600 | 1210 | 20.1667 | 10.6072 | kW
[6 empty] | 2422 | 72630 | 1210.5 | 20.175 | 10.6062 | kW
[6 empty] | 2423 | 72660 | 1211 | 20.1833 | 10.6058 | kW
[6 empty] | 2424 | 72690 | 1211.5 | 20.1917 | 10.6062 | kW
[6 empty] | 2425 | 72720 | 1212 | 20.2 | 10.6056 | kW
[6 empty] | 2426 | 72750 | 1212.5 | 20.2083 | 10.605 | kW
[6 empty] | 2427 | 72780 | 1213 | 20.2167 | 10.6043 | kW
[6 empty] | 2428 | 72810 | 1213.5 | 20.225 | 10.6037 | kW
[6 empty] | 2429 | 72840 | 1214 | 20.2333 | 10.6031 | kW
[6 empty] | 2430 | 72870 | 1214.5 | 20.2417 | 10.6025 | kW
[6 empty] | 2431 | 72900 | 1215 | 20.25 | 10.6019 | kW
[6 empty] | 2432 | 72930 | 1215.5 | 20.2583 | 10.6012 | kW
[6 empty] | 2433 | 72960 | 1216 | 20.2667 | 10.6025 | kW
[6 empty] | 2434 | 72990 | 1216.5 | 20.275 | 10.6022 | kW
[6 empty] | 2435 | 73020 | 1217 | 20.2833 | 10.6019 | kW
[6 empty] | 2436 | 73050 | 1217.5 | 20.2917 | 10.6017 | kW
[6 empty] | 2437 | 73080 | 1218 | 20.3 | 10.6014 | kW
[6 empty] | 2438 | 73110 | 1218.5 | 20.3083 | 10.6012 | kW
[6 empty] | 2439 | 73140 | 1219 | 20.3167 | 10.6009 | kW
[6 empty] | 2440 | 73170 | 1219.5 | 20.325 | 10.6006 | kW
[6 empty] | 2441 | 73200 | 1220 | 20.3333 | 10.6004 | kW
[6 empty] | 2442 | 73230 | 1220.5 | 20.3417 | 10.6012 | kW
[6 empty] | 2443 | 73260 | 1221 | 20.35 | 10.6017 | kW
[6 empty] | 2444 | 73290 | 1221.5 | 20.3583 | 10.6018 | kW
[6 empty] | 2445 | 73320 | 1222 | 20.3667 | 10.6019 | kW
[6 empty] | 2446 | 73350 | 1222.5 | 20.375 | 10.6021 | kW
[6 empty] | 2447 | 73380 | 1223 | 20.3833 | 10.6023 | kW
[6 empty] | 2448 | 73410 | 1223.5 | 20.3917 | 10.6025 | kW
[6 empty] | 2449 | 73440 | 1224 | 20.4 | 10.6027 | kW
[6 empty] | 2450 | 73470 | 1224.5 | 20.4083 | 10.6029 | kW
[6 empty] | 2451 | 73500 | 1225 | 20.4167 | 10.6031 | kW
[6 empty] | 2452 | 73530 | 1225.5 | 20.425 | 10.6034 | kW
[6 empty] | 2453 | 73560 | 1226 | 20.4333 | 10.6036 | kW
[6 empty] | 2454 | 73590 | 1226.5 | 20.4417 | 10.6039 | kW
[6 empty] | 2455 | 73620 | 1227 | 20.45 | 10.6042 | kW
[6 empty] | 2456 | 73650 | 1227.5 | 20.4583 | 10.6046 | kW
[6 empty] | 2457 | 73680 | 1228 | 20.4667 | 10.6055 | kW
[6 empty] | 2458 | 73710 | 1228.5 | 20.475 | 10.6061 | kW
[6 empty] | 2459 | 73740 | 1229 | 20.4833 | 10.6066 | kW
[6 empty] | 2460 | 73770 | 1229.5 | 20.4917 | 10.6072 | kW
[6 empty] | 2461 | 73800 | 1230 | 20.5 | 10.6077 | kW
[6 empty] | 2462 | 73830 | 1230.5 | 20.5083 | 10.6083 | kW
[6 empty] | 2463 | 73860 | 1231 | 20.5167 | 10.609 | kW
[6 empty] | 2464 | 73890 | 1231.5 | 20.525 | 10.6096 | kW
[6 empty] | 2465 | 73920 | 1232 | 20.5333 | 10.6103 | kW
[6 empty] | 2466 | 73950 | 1232.5 | 20.5417 | 10.611 | kW
[6 empty] | 2467 | 73980 | 1233 | 20.55 | 10.6117 | kW
[6 empty] | 2468 | 74010 | 1233.5 | 20.5583 | 10.6125 | kW
[6 empty] | 2469 | 74040 | 1234 | 20.5667 | 10.6133 | kW
[6 empty] | 2470 | 74070 | 1234.5 | 20.575 | 10.6141 | kW
[6 empty] | 2471 | 74100 | 1235 | 20.5833 | 10.6149 | kW
[6 empty] | 2472 | 74130 | 1235.5 | 20.5917 | 10.6157 | kW
[6 empty] | 2473 | 74160 | 1236 | 20.6 | 10.6166 | kW
[6 empty] | 2474 | 74190 | 1236.5 | 20.6083 | 10.6175 | kW
[6 empty] | 2475 | 74220 | 1237 | 20.6167 | 10.6184 | kW
[6 empty] | 2476 | 74250 | 1237.5 | 20.625 | 10.6194 | kW
[6 empty] | 2477 | 74280 | 1238 | 20.6333 | 10.6203 | kW
[6 empty] | 2478 | 74310 | 1238.5 | 20.6417 | 10.6213 | kW
[6 empty] | 2479 | 74340 | 1239 | 20.65 | 10.6224 | kW
[6 empty] | 2480 | 74370 | 1239.5 | 20.6583 | 10.6234 | kW
[6 empty] | 2481 | 74400 | 1240 | 20.6667 | 10.6245 | kW
[6 empty] | 2482 | 74430 | 1240.5 | 20.675 | 10.6256 | kW
[6 empty] | 2483 | 74460 | 1241 | 20.6833 | 10.6267 | kW
[6 empty] | 2484 | 74490 | 1241.5 | 20.6917 | 10.6279 | kW
[6 empty] | 2485 | 74520 | 1242 | 20.7 | 10.629 | kW
[6 empty] | 2486 | 74550 | 1242.5 | 20.7083 | 10.6302 | kW
[6 empty] | 2487 | 74580 | 1243 | 20.7167 | 10.6307 | kW
[6 empty] | 2488 | 74610 | 1243.5 | 20.725 | 10.6318 | kW
[6 empty] | 2489 | 74640 | 1244 | 20.7333 | 10.633 | kW
[6 empty] | 2490 | 74670 | 1244.5 | 20.7417 | 10.6342 | kW
[6 empty] | 2491 | 74700 | 1245 | 20.75 | 10.6354 | kW
[6 empty] | 2492 | 74730 | 1245.5 | 20.7583 | 10.6366 | kW
[6 empty] | 2493 | 74760 | 1246 | 20.7667 | 10.6379 | kW
[6 empty] | 2494 | 74790 | 1246.5 | 20.775 | 10.6391 | kW
[6 empty] | 2495 | 74820 | 1247 | 20.7833 | 10.6404 | kW
[6 empty] | 2496 | 74850 | 1247.5 | 20.7917 | 10.6418 | kW
[6 empty] | 2497 | 74880 | 1248 | 20.8 | 10.6431 | kW
[6 empty] | 2498 | 74910 | 1248.5 | 20.8083 | 10.6445 | kW
[6 empty] | 2499 | 74940 | 1249 | 20.8167 | 10.6458 | kW
[6 empty] | 2500 | 74970 | 1249.5 | 20.825 | 10.6473 | kW
[6 empty] | 2501 | 75000 | 1250 | 20.8333 | 10.6487 | kW
[6 empty] | 2502 | 75030 | 1250.5 | 20.8417 | 10.6501 | kW
[6 empty] | 2503 | 75060 | 1251 | 20.85 | 10.6516 | kW
[6 empty] | 2504 | 75090 | 1251.5 | 20.8583 | 10.6531 | kW
[6 empty] | 2505 | 75120 | 1252 | 20.8667 | 10.6546 | kW
[6 empty] | 2506 | 75150 | 1252.5 | 20.875 | 10.6562 | kW
[6 empty] | 2507 | 75180 | 1253 | 20.8833 | 10.6577 | kW
[6 empty] | 2508 | 75210 | 1253.5 | 20.8917 | 10.6593 | kW
[6 empty] | 2509 | 75240 | 1254 | 20.9 | 10.6609 | kW
[6 empty] | 2510 | 75270 | 1254.5 | 20.9083 | 10.6625 | kW
[6 empty] | 2511 | 75300 | 1255 | 20.9167 | 10.6642 | kW
[6 empty] | 2512 | 75330 | 1255.5 | 20.925 | 10.6656 | kW
[6 empty] | 2513 | 75360 | 1256 | 20.9333 | 10.6671 | kW
[6 empty] | 2514 | 75390 | 1256.5 | 20.9417 | 10.6687 | kW
[6 empty] | 2515 | 75420 | 1257 | 20.95 | 10.6703 | kW
[6 empty] | 2516 | 75450 | 1257.5 | 20.9583 | 10.6719 | kW
[6 empty] | 2517 | 75480 | 1258 | 20.9667 | 10.6736 | kW
[6 empty] | 2518 | 75510 | 1258.5 | 20.975 | 10.6752 | kW
[6 empty] | 2519 | 75540 | 1259 | 20.9833 | 10.6768 | kW
[6 empty] | 2520 | 75570 | 1259.5 | 20.9917 | 10.6785 | kW
[6 empty] | 2521 | 75600 | 1260 | 21 | 10.6801 | kW
[6 empty] | 2522 | 75630 | 1260.5 | 21.0083 | 10.6818 | kW
[6 empty] | 2523 | 75660 | 1261 | 21.0167 | 10.6835 | kW
[6 empty] | 2524 | 75690 | 1261.5 | 21.025 | 10.6853 | kW
[6 empty] | 2525 | 75720 | 1262 | 21.0333 | 10.6871 | kW
[6 empty] | 2526 | 75750 | 1262.5 | 21.0417 | 10.689 | kW
[6 empty] | 2527 | 75780 | 1263 | 21.05 | 10.6909 | kW
[6 empty] | 2528 | 75810 | 1263.5 | 21.0583 | 10.6928 | kW
[6 empty] | 2529 | 75840 | 1264 | 21.0667 | 10.6949 | kW
[6 empty] | 2530 | 75870 | 1264.5 | 21.075 | 10.6969 | kW
[6 empty] | 2531 | 75900 | 1265 | 21.0833 | 10.699 | kW
[6 empty] | 2532 | 75930 | 1265.5 | 21.0917 | 10.7012 | kW
[6 empty] | 2533 | 75960 | 1266 | 21.1 | 10.7033 | kW
[6 empty] | 2534 | 75990 | 1266.5 | 21.1083 | 10.7054 | kW
[6 empty] | 2535 | 76020 | 1267 | 21.1167 | 10.7079 | kW
[6 empty] | 2536 | 76050 | 1267.5 | 21.125 | 10.7111 | kW
[6 empty] | 2537 | 76080 | 1268 | 21.1333 | 10.7134 | kW
[6 empty] | 2538 | 76110 | 1268.5 | 21.1417 | 10.7158 | kW
[6 empty] | 2539 | 76140 | 1269 | 21.15 | 10.7181 | kW
[6 empty] | 2540 | 76170 | 1269.5 | 21.1583 | 10.7204 | kW
[6 empty] | 2541 | 76200 | 1270 | 21.1667 | 10.7228 | kW
[6 empty] | 2542 | 76230 | 1270.5 | 21.175 | 10.7251 | kW
[6 empty] | 2543 | 76260 | 1271 | 21.1833 | 10.7274 | kW
[6 empty] | 2544 | 76290 | 1271.5 | 21.1917 | 10.7298 | kW
[6 empty] | 2545 | 76320 | 1272 | 21.2 | 10.7321 | kW
[6 empty] | 2546 | 76350 | 1272.5 | 21.2083 | 10.7348 | kW
[6 empty] | 2547 | 76380 | 1273 | 21.2167 | 10.7387 | kW
[6 empty] | 2548 | 76410 | 1273.5 | 21.225 | 10.7414 | kW
[6 empty] | 2549 | 76440 | 1274 | 21.2333 | 10.744 | kW
[6 empty] | 2550 | 76470 | 1274.5 | 21.2417 | 10.7467 | kW
[6 empty] | 2551 | 76500 | 1275 | 21.25 | 10.7493 | kW
[6 empty] | 2552 | 76530 | 1275.5 | 21.2583 | 10.752 | kW
[6 empty] | 2553 | 76560 | 1276 | 21.2667 | 10.7547 | kW
[6 empty] | 2554 | 76590 | 1276.5 | 21.275 | 10.7573 | kW
[6 empty] | 2555 | 76620 | 1277 | 21.2833 | 10.76 | kW
[6 empty] | 2556 | 76650 | 1277.5 | 21.2917 | 10.7626 | kW
[6 empty] | 2557 | 76680 | 1278 | 21.3 | 10.7656 | kW
[6 empty] | 2558 | 76710 | 1278.5 | 21.3083 | 10.7699 | kW
[6 empty] | 2559 | 76740 | 1279 | 21.3167 | 10.7728 | kW
[6 empty] | 2560 | 76770 | 1279.5 | 21.325 | 10.7758 | kW
[6 empty] | 2561 | 76800 | 1280 | 21.3333 | 10.7788 | kW
[6 empty] | 2562 | 76830 | 1280.5 | 21.3417 | 10.7818 | kW
[6 empty] | 2563 | 76860 | 1281 | 21.35 | 10.7847 | kW
[6 empty] | 2564 | 76890 | 1281.5 | 21.3583 | 10.7877 | kW
[6 empty] | 2565 | 76920 | 1282 | 21.3667 | 10.7907 | kW
[6 empty] | 2566 | 76950 | 1282.5 | 21.375 | 10.7936 | kW
[6 empty] | 2567 | 76980 | 1283 | 21.3833 | 10.7966 | kW
[6 empty] | 2568 | 77010 | 1283.5 | 21.3917 | 10.7998 | kW
[6 empty] | 2569 | 77040 | 1284 | 21.4 | 10.8046 | kW
[6 empty] | 2570 | 77070 | 1284.5 | 21.4083 | 10.8079 | kW
[6 empty] | 2571 | 77100 | 1285 | 21.4167 | 10.8112 | kW
[6 empty] | 2572 | 77130 | 1285.5 | 21.425 | 10.8146 | kW
[6 empty] | 2573 | 77160 | 1286 | 21.4333 | 10.818 | kW
[6 empty] | 2574 | 77190 | 1286.5 | 21.4417 | 10.8214 | kW
[6 empty] | 2575 | 77220 | 1287 | 21.45 | 10.8247 | kW
[6 empty] | 2576 | 77250 | 1287.5 | 21.4583 | 10.8281 | kW
[6 empty] | 2577 | 77280 | 1288 | 21.4667 | 10.8315 | kW
[6 empty] | 2578 | 77310 | 1288.5 | 21.475 | 10.835 | kW
[6 empty] | 2579 | 77340 | 1289 | 21.4833 | 10.8384 | kW
[6 empty] | 2580 | 77370 | 1289.5 | 21.4917 | 10.8418 | kW
[6 empty] | 2581 | 77400 | 1290 | 21.5 | 10.8453 | kW
[6 empty] | 2582 | 77430 | 1290.5 | 21.5083 | 10.8487 | kW
[6 empty] | 2583 | 77460 | 1291 | 21.5167 | 10.8522 | kW
[6 empty] | 2584 | 77490 | 1291.5 | 21.525 | 10.8556 | kW
[6 empty] | 2585 | 77520 | 1292 | 21.5333 | 10.8591 | kW
[6 empty] | 2586 | 77550 | 1292.5 | 21.5417 | 10.8626 | kW
[6 empty] | 2587 | 77580 | 1293 | 21.55 | 10.8661 | kW
[6 empty] | 2588 | 77610 | 1293.5 | 21.5583 | 10.8696 | kW
[6 empty] | 2589 | 77640 | 1294 | 21.5667 | 10.8731 | kW
[6 empty] | 2590 | 77670 | 1294.5 | 21.575 | 10.8773 | kW
[6 empty] | 2591 | 77700 | 1295 | 21.5833 | 10.8815 | kW
[6 empty] | 2592 | 77730 | 1295.5 | 21.5917 | 10.8853 | kW
[6 empty] | 2593 | 77760 | 1296 | 21.6 | 10.889 | kW
[6 empty] | 2594 | 77790 | 1296.5 | 21.6083 | 10.8927 | kW
[6 empty] | 2595 | 77820 | 1297 | 21.6167 | 10.8965 | kW
[6 empty] | 2596 | 77850 | 1297.5 | 21.625 | 10.9003 | kW
[6 empty] | 2597 | 77880 | 1298 | 21.6333 | 10.9041 | kW
[6 empty] | 2598 | 77910 | 1298.5 | 21.6417 | 10.9079 | kW
[6 empty] | 2599 | 77940 | 1299 | 21.65 | 10.9118 | kW
[6 empty] | 2600 | 77970 | 1299.5 | 21.6583 | 10.9156 | kW
[6 empty] | 2601 | 78000 | 1300 | 21.6667 | 10.9195 | kW
[6 empty] | 2602 | 78030 | 1300.5 | 21.675 | 10.9234 | kW
[6 empty] | 2603 | 78060 | 1301 | 21.6833 | 10.9273 | kW
[6 empty] | 2604 | 78090 | 1301.5 | 21.6917 | 10.9312 | kW
[6 empty] | 2605 | 78120 | 1302 | 21.7 | 10.9351 | kW
[6 empty] | 2606 | 78150 | 1302.5 | 21.7083 | 10.9391 | kW
[6 empty] | 2607 | 78180 | 1303 | 21.7167 | 10.9431 | kW
[6 empty] | 2608 | 78210 | 1303.5 | 21.725 | 10.9471 | kW
[6 empty] | 2609 | 78240 | 1304 | 21.7333 | 10.9511 | kW
[6 empty] | 2610 | 78270 | 1304.5 | 21.7417 | 10.9551 | kW
[6 empty] | 2611 | 78300 | 1305 | 21.75 | 10.9591 | kW
[6 empty] | 2612 | 78330 | 1305.5 | 21.7583 | 10.9632 | kW
[6 empty] | 2613 | 78360 | 1306 | 21.7667 | 10.9672 | kW
[6 empty] | 2614 | 78390 | 1306.5 | 21.775 | 10.9713 | kW
[6 empty] | 2615 | 78420 | 1307 | 21.7833 | 10.9754 | kW
[6 empty] | 2616 | 78450 | 1307.5 | 21.7917 | 10.9796 | kW
[6 empty] | 2617 | 78480 | 1308 | 21.8 | 10.9837 | kW
[6 empty] | 2618 | 78510 | 1308.5 | 21.8083 | 10.9879 | kW
[6 empty] | 2619 | 78540 | 1309 | 21.8167 | 10.992 | kW
[6 empty] | 2620 | 78570 | 1309.5 | 21.825 | 10.9962 | kW
[6 empty] | 2621 | 78600 | 1310 | 21.8333 | 11.0004 | kW
[6 empty] | 2622 | 78630 | 1310.5 | 21.8417 | 11.0047 | kW
[6 empty] | 2623 | 78660 | 1311 | 21.85 | 11.0089 | kW
[6 empty] | 2624 | 78690 | 1311.5 | 21.8583 | 11.0132 | kW
[6 empty] | 2625 | 78720 | 1312 | 21.8667 | 11.0174 | kW
[6 empty] | 2626 | 78750 | 1312.5 | 21.875 | 11.0217 | kW
[6 empty] | 2627 | 78780 | 1313 | 21.8833 | 11.026 | kW
[6 empty] | 2628 | 78810 | 1313.5 | 21.8917 | 11.0304 | kW
[6 empty] | 2629 | 78840 | 1314 | 21.9 | 11.0347 | kW
[6 empty] | 2630 | 78870 | 1314.5 | 21.9083 | 11.0391 | kW
[6 empty] | 2631 | 78900 | 1315 | 21.9167 | 11.0434 | kW
[6 empty] | 2632 | 78930 | 1315.5 | 21.925 | 11.0478 | kW
[6 empty] | 2633 | 78960 | 1316 | 21.9333 | 11.0522 | kW
[6 empty] | 2634 | 78990 | 1316.5 | 21.9417 | 11.0567 | kW
[6 empty] | 2635 | 79020 | 1317 | 21.95 | 11.0611 | kW
[6 empty] | 2636 | 79050 | 1317.5 | 21.9583 | 11.0656 | kW
[6 empty] | 2637 | 79080 | 1318 | 21.9667 | 11.0701 | kW
[6 empty] | 2638 | 79110 | 1318.5 | 21.975 | 11.0746 | kW
[6 empty] | 2639 | 79140 | 1319 | 21.9833 | 11.0791 | kW
[6 empty] | 2640 | 79170 | 1319.5 | 21.9917 | 11.0836 | kW
[6 empty] | 2641 | 79200 | 1320 | 22 | 11.0881 | kW
[6 empty] | 2642 | 79230 | 1320.5 | 22.0083 | 11.0925 | kW
[6 empty] | 2643 | 79260 | 1321 | 22.0167 | 11.097 | kW
[6 empty] | 2644 | 79290 | 1321.5 | 22.025 | 11.1015 | kW
[6 empty] | 2645 | 79320 | 1322 | 22.0333 | 11.106 | kW
[6 empty] | 2646 | 79350 | 1322.5 | 22.0417 | 11.1104 | kW
[6 empty] | 2647 | 79380 | 1323 | 22.05 | 11.1149 | kW
[6 empty] | 2648 | 79410 | 1323.5 | 22.0583 | 11.1194 | kW
[6 empty] | 2649 | 79440 | 1324 | 22.0667 | 11.1239 | kW
[6 empty] | 2650 | 79470 | 1324.5 | 22.075 | 11.1284 | kW
[6 empty] | 2651 | 79500 | 1325 | 22.0833 | 11.1329 | kW
[6 empty] | 2652 | 79530 | 1325.5 | 22.0917 | 11.1374 | kW
[6 empty] | 2653 | 79560 | 1326 | 22.1 | 11.142 | kW
[6 empty] | 2654 | 79590 | 1326.5 | 22.1083 | 11.1465 | kW
[6 empty] | 2655 | 79620 | 1327 | 22.1167 | 11.151 | kW
[6 empty] | 2656 | 79650 | 1327.5 | 22.125 | 11.1555 | kW
[6 empty] | 2657 | 79680 | 1328 | 22.1333 | 11.16 | kW
[6 empty] | 2658 | 79710 | 1328.5 | 22.1417 | 11.1645 | kW
[6 empty] | 2659 | 79740 | 1329 | 22.15 | 11.1691 | kW
[6 empty] | 2660 | 79770 | 1329.5 | 22.1583 | 11.1736 | kW
[6 empty] | 2661 | 79800 | 1330 | 22.1667 | 11.1781 | kW
[6 empty] | 2662 | 79830 | 1330.5 | 22.175 | 11.1826 | kW
[6 empty] | 2663 | 79860 | 1331 | 22.1833 | 11.1873 | kW
[6 empty] | 2664 | 79890 | 1331.5 | 22.1917 | 11.1918 | kW
[6 empty] | 2665 | 79920 | 1332 | 22.2 | 11.1963 | kW
[6 empty] | 2666 | 79950 | 1332.5 | 22.2083 | 11.2009 | kW
[6 empty] | 2667 | 79980 | 1333 | 22.2167 | 11.2054 | kW
[6 empty] | 2668 | 80010 | 1333.5 | 22.225 | 11.2111 | kW
[6 empty] | 2669 | 80040 | 1334 | 22.2333 | 11.2164 | kW
[6 empty] | 2670 | 80070 | 1334.5 | 22.2417 | 11.2199 | kW
[6 empty] | 2671 | 80100 | 1335 | 22.25 | 11.2252 | kW
[6 empty] | 2672 | 80130 | 1335.5 | 22.2583 | 11.2292 | kW
[6 empty] | 2673 | 80160 | 1336 | 22.2667 | 11.2333 | kW
[6 empty] | 2674 | 80190 | 1336.5 | 22.275 | 11.2378 | kW
[6 empty] | 2675 | 80220 | 1337 | 22.2833 | 11.243 | kW
[6 empty] | 2676 | 80250 | 1337.5 | 22.2917 | 11.2474 | kW
[6 empty] | 2677 | 80280 | 1338 | 22.3 | 11.2518 | kW
[6 empty] | 2678 | 80310 | 1338.5 | 22.3083 | 11.2562 | kW
[6 empty] | 2679 | 80340 | 1339 | 22.3167 | 11.2607 | kW
[6 empty] | 2680 | 80370 | 1339.5 | 22.325 | 11.2651 | kW
[6 empty] | 2681 | 80400 | 1340 | 22.3333 | 11.2696 | kW
[6 empty] | 2682 | 80430 | 1340.5 | 22.3417 | 11.2749 | kW
[6 empty] | 2683 | 80460 | 1341 | 22.35 | 11.2795 | kW
[6 empty] | 2684 | 80490 | 1341.5 | 22.3583 | 11.284 | kW
[6 empty] | 2685 | 80520 | 1342 | 22.3667 | 11.2886 | kW
[6 empty] | 2686 | 80550 | 1342.5 | 22.375 | 11.2932 | kW
[6 empty] | 2687 | 80580 | 1343 | 22.3833 | 11.2977 | kW
[6 empty] | 2688 | 80610 | 1343.5 | 22.3917 | 11.3023 | kW
[6 empty] | 2689 | 80640 | 1344 | 22.4 | 11.3068 | kW
[6 empty] | 2690 | 80670 | 1344.5 | 22.4083 | 11.3114 | kW
[6 empty] | 2691 | 80700 | 1345 | 22.4167 | 11.3159 | kW
[6 empty] | 2692 | 80730 | 1345.5 | 22.425 | 11.3205 | kW
[6 empty] | 2693 | 80760 | 1346 | 22.4333 | 11.325 | kW
[6 empty] | 2694 | 80790 | 1346.5 | 22.4417 | 11.3296 | kW
[6 empty] | 2695 | 80820 | 1347 | 22.45 | 11.3352 | kW
[6 empty] | 2696 | 80850 | 1347.5 | 22.4583 | 11.3401 | kW
[6 empty] | 2697 | 80880 | 1348 | 22.4667 | 11.3447 | kW
[6 empty] | 2698 | 80910 | 1348.5 | 22.475 | 11.3494 | kW
[6 empty] | 2699 | 80940 | 1349 | 22.4833 | 11.354 | kW
[6 empty] | 2700 | 80970 | 1349.5 | 22.4917 | 11.3587 | kW
[6 empty] | 2701 | 81000 | 1350 | 22.5 | 11.3633 | kW
[6 empty] | 2702 | 81030 | 1350.5 | 22.5083 | 11.3679 | kW
[6 empty] | 2703 | 81060 | 1351 | 22.5167 | 11.3726 | kW
[6 empty] | 2704 | 81090 | 1351.5 | 22.525 | 11.3772 | kW
[6 empty] | 2705 | 81120 | 1352 | 22.5333 | 11.3819 | kW
[6 empty] | 2706 | 81150 | 1352.5 | 22.5417 | 11.3865 | kW
[6 empty] | 2707 | 81180 | 1353 | 22.55 | 11.3912 | kW
[6 empty] | 2708 | 81210 | 1353.5 | 22.5583 | 11.3958 | kW
[6 empty] | 2709 | 81240 | 1354 | 22.5667 | 11.4005 | kW
[6 empty] | 2710 | 81270 | 1354.5 | 22.575 | 11.4051 | kW
[6 empty] | 2711 | 81300 | 1355 | 22.5833 | 11.4098 | kW
[6 empty] | 2712 | 81330 | 1355.5 | 22.5917 | 11.4144 | kW
[6 empty] | 2713 | 81360 | 1356 | 22.6 | 11.4191 | kW
[6 empty] | 2714 | 81390 | 1356.5 | 22.6083 | 11.4237 | kW
[6 empty] | 2715 | 81420 | 1357 | 22.6167 | 11.4283 | kW
[6 empty] | 2716 | 81450 | 1357.5 | 22.625 | 11.433 | kW
[6 empty] | 2717 | 81480 | 1358 | 22.6333 | 11.4376 | kW
[6 empty] | 2718 | 81510 | 1358.5 | 22.6417 | 11.4423 | kW
[6 empty] | 2719 | 81540 | 1359 | 22.65 | 11.4469 | kW
[6 empty] | 2720 | 81570 | 1359.5 | 22.6583 | 11.4516 | kW
[6 empty] | 2721 | 81600 | 1360 | 22.6667 | 11.4562 | kW
[6 empty] | 2722 | 81630 | 1360.5 | 22.675 | 11.4611 | kW
[6 empty] | 2723 | 81660 | 1361 | 22.6833 | 11.4666 | kW
[6 empty] | 2724 | 81690 | 1361.5 | 22.6917 | 11.4714 | kW
[6 empty] | 2725 | 81720 | 1362 | 22.7 | 11.4761 | kW
[6 empty] | 2726 | 81750 | 1362.5 | 22.7083 | 11.4808 | kW
[6 empty] | 2727 | 81780 | 1363 | 22.7167 | 11.4855 | kW
[6 empty] | 2728 | 81810 | 1363.5 | 22.725 | 11.4903 | kW
[6 empty] | 2729 | 81840 | 1364 | 22.7333 | 11.495 | kW
[6 empty] | 2730 | 81870 | 1364.5 | 22.7417 | 11.4997 | kW
[6 empty] | 2731 | 81900 | 1365 | 22.75 | 11.5044 | kW
[6 empty] | 2732 | 81930 | 1365.5 | 22.7583 | 11.5092 | kW
[6 empty] | 2733 | 81960 | 1366 | 22.7667 | 11.5139 | kW
[6 empty] | 2734 | 81990 | 1366.5 | 22.775 | 11.5186 | kW
[6 empty] | 2735 | 82020 | 1367 | 22.7833 | 11.5233 | kW
[6 empty] | 2736 | 82050 | 1367.5 | 22.7917 | 11.5281 | kW
[6 empty] | 2737 | 82080 | 1368 | 22.8 | 11.5328 | kW
[6 empty] | 2738 | 82110 | 1368.5 | 22.8083 | 11.5375 | kW
[6 empty] | 2739 | 82140 | 1369 | 22.8167 | 11.5422 | kW
[6 empty] | 2740 | 82170 | 1369.5 | 22.825 | 11.5469 | kW
[6 empty] | 2741 | 82200 | 1370 | 22.8333 | 11.5517 | kW
[6 empty] | 2742 | 82230 | 1370.5 | 22.8417 | 11.5564 | kW
[6 empty] | 2743 | 82260 | 1371 | 22.85 | 11.5611 | kW
[6 empty] | 2744 | 82290 | 1371.5 | 22.8583 | 11.5658 | kW
[6 empty] | 2745 | 82320 | 1372 | 22.8667 | 11.5706 | kW
[6 empty] | 2746 | 82350 | 1372.5 | 22.875 | 11.5753 | kW
[6 empty] | 2747 | 82380 | 1373 | 22.8833 | 11.58 | kW
[6 empty] | 2748 | 82410 | 1373.5 | 22.8917 | 11.5847 | kW
[6 empty] | 2749 | 82440 | 1374 | 22.9 | 11.5895 | kW
[6 empty] | 2750 | 82470 | 1374.5 | 22.9083 | 11.5943 | kW
[6 empty] | 2751 | 82500 | 1375 | 22.9167 | 11.5991 | kW
[6 empty] | 2752 | 82530 | 1375.5 | 22.925 | 11.6038 | kW
[6 empty] | 2753 | 82560 | 1376 | 22.9333 | 11.6086 | kW
[6 empty] | 2754 | 82590 | 1376.5 | 22.9417 | 11.6134 | kW
[6 empty] | 2755 | 82620 | 1377 | 22.95 | 11.6182 | kW
[6 empty] | 2756 | 82650 | 1377.5 | 22.9583 | 11.623 | kW
[6 empty] | 2757 | 82680 | 1378 | 22.9667 | 11.6278 | kW
[6 empty] | 2758 | 82710 | 1378.5 | 22.975 | 11.6326 | kW
[6 empty] | 2759 | 82740 | 1379 | 22.9833 | 11.6374 | kW
[6 empty] | 2760 | 82770 | 1379.5 | 22.9917 | 11.6422 | kW
[6 empty] | 2761 | 82800 | 1380 | 23 | 11.647 | kW
[6 empty] | 2762 | 82830 | 1380.5 | 23.0083 | 11.6518 | kW
[6 empty] | 2763 | 82860 | 1381 | 23.0167 | 11.6566 | kW
[6 empty] | 2764 | 82890 | 1381.5 | 23.025 | 11.6668 | kW
[6 empty] | 2765 | 82920 | 1382 | 23.0333 | 11.6703 | kW
[6 empty] | 2766 | 82950 | 1382.5 | 23.0417 | 11.6803 | kW
[6 empty] | 2767 | 82980 | 1383 | 23.05 | 11.6861 | kW
[6 empty] | 2768 | 83010 | 1383.5 | 23.0583 | 11.6861 | kW
[6 empty] | 2769 | 83040 | 1384 | 23.0667 | 11.6889 | kW
[6 empty] | 2770 | 83070 | 1384.5 | 23.075 | 11.6968 | kW
[6 empty] | 2771 | 83100 | 1385 | 23.0833 | 11.6998 | kW
[6 empty] | 2772 | 83130 | 1385.5 | 23.0917 | 11.7028 | kW
[6 empty] | 2773 | 83160 | 1386 | 23.1 | 11.7059 | kW
[6 empty] | 2774 | 83190 | 1386.5 | 23.1083 | 11.7089 | kW
[6 empty] | 2775 | 83220 | 1387 | 23.1167 | 11.7153 | kW
[6 empty] | 2776 | 83250 | 1387.5 | 23.125 | 11.7199 | kW
[6 empty] | 2777 | 83280 | 1388 | 23.1333 | 11.7241 | kW
[6 empty] | 2778 | 83310 | 1388.5 | 23.1417 | 11.7284 | kW
[6 empty] | 2779 | 83340 | 1389 | 23.15 | 11.7326 | kW
[6 empty] | 2780 | 83370 | 1389.5 | 23.1583 | 11.7375 | kW
[6 empty] | 2781 | 83400 | 1390 | 23.1667 | 11.7428 | kW
[6 empty] | 2782 | 83430 | 1390.5 | 23.175 | 11.7474 | kW
[6 empty] | 2783 | 83460 | 1391 | 23.1833 | 11.752 | kW
[6 empty] | 2784 | 83490 | 1391.5 | 23.1917 | 11.7565 | kW
[6 empty] | 2785 | 83520 | 1392 | 23.2 | 11.7611 | kW
[6 empty] | 2786 | 83550 | 1392.5 | 23.2083 | 11.7657 | kW
[6 empty] | 2787 | 83580 | 1393 | 23.2167 | 11.7702 | kW
[6 empty] | 2788 | 83610 | 1393.5 | 23.225 | 11.7748 | kW
[6 empty] | 2789 | 83640 | 1394 | 23.2333 | 11.7798 | kW
[6 empty] | 2790 | 83670 | 1394.5 | 23.2417 | 11.7844 | kW
[6 empty] | 2791 | 83700 | 1395 | 23.25 | 11.789 | kW
[6 empty] | 2792 | 83730 | 1395.5 | 23.2583 | 11.7936 | kW
[6 empty] | 2793 | 83760 | 1396 | 23.2667 | 11.7982 | kW
[6 empty] | 2794 | 83790 | 1396.5 | 23.275 | 11.8029 | kW
[6 empty] | 2795 | 83820 | 1397 | 23.2833 | 11.8075 | kW
[6 empty] | 2796 | 83850 | 1397.5 | 23.2917 | 11.8121 | kW
[6 empty] | 2797 | 83880 | 1398 | 23.3 | 11.8167 | kW
[6 empty] | 2798 | 83910 | 1398.5 | 23.3083 | 11.8213 | kW
[6 empty] | 2799 | 83940 | 1399 | 23.3167 | 11.826 | kW
[6 empty] | 2800 | 83970 | 1399.5 | 23.325 | 11.8306 | kW
[6 empty] | 2801 | 84000 | 1400 | 23.3333 | 11.8352 | kW
[6 empty] | 2802 | 84030 | 1400.5 | 23.3417 | 11.8398 | kW
[6 empty] | 2803 | 84060 | 1401 | 23.35 | 11.8444 | kW
[6 empty] | 2804 | 84090 | 1401.5 | 23.3583 | 11.849 | kW
[6 empty] | 2805 | 84120 | 1402 | 23.3667 | 11.8535 | kW
[6 empty] | 2806 | 84150 | 1402.5 | 23.375 | 11.8581 | kW
[6 empty] | 2807 | 84180 | 1403 | 23.3833 | 11.8627 | kW
[6 empty] | 2808 | 84210 | 1403.5 | 23.3917 | 11.8673 | kW
[6 empty] | 2809 | 84240 | 1404 | 23.4 | 11.8719 | kW
[6 empty] | 2810 | 84270 | 1404.5 | 23.4083 | 11.8765 | kW
[6 empty] | 2811 | 84300 | 1405 | 23.4167 | 11.8811 | kW
[6 empty] | 2812 | 84330 | 1405.5 | 23.425 | 11.8857 | kW
[6 empty] | 2813 | 84360 | 1406 | 23.4333 | 11.8903 | kW
[6 empty] | 2814 | 84390 | 1406.5 | 23.4417 | 11.8949 | kW
[6 empty] | 2815 | 84420 | 1407 | 23.45 | 11.8995 | kW
[6 empty] | 2816 | 84450 | 1407.5 | 23.4583 | 11.9041 | kW
[6 empty] | 2817 | 84480 | 1408 | 23.4667 | 11.9087 | kW
[6 empty] | 2818 | 84510 | 1408.5 | 23.475 | 11.9134 | kW
[6 empty] | 2819 | 84540 | 1409 | 23.4833 | 11.918 | kW
[6 empty] | 2820 | 84570 | 1409.5 | 23.4917 | 11.9224 | kW
[6 empty] | 2821 | 84600 | 1410 | 23.5 | 11.9269 | kW
[6 empty] | 2822 | 84630 | 1410.5 | 23.5083 | 11.9314 | kW
[6 empty] | 2823 | 84660 | 1411 | 23.5167 | 11.936 | kW
[6 empty] | 2824 | 84690 | 1411.5 | 23.525 | 11.9406 | kW
[6 empty] | 2825 | 84720 | 1412 | 23.5333 | 11.9451 | kW
[6 empty] | 2826 | 84750 | 1412.5 | 23.5417 | 11.9497 | kW
[6 empty] | 2827 | 84780 | 1413 | 23.55 | 11.9543 | kW
[6 empty] | 2828 | 84810 | 1413.5 | 23.5583 | 11.9588 | kW
[6 empty] | 2829 | 84840 | 1414 | 23.5667 | 11.9634 | kW
[6 empty] | 2830 | 84870 | 1414.5 | 23.575 | 11.9679 | kW
[6 empty] | 2831 | 84900 | 1415 | 23.5833 | 11.9725 | kW
[6 empty] | 2832 | 84930 | 1415.5 | 23.5917 | 11.977 | kW
[6 empty] | 2833 | 84960 | 1416 | 23.6 | 11.9816 | kW
[6 empty] | 2834 | 84990 | 1416.5 | 23.6083 | 11.9862 | kW
[6 empty] | 2835 | 85020 | 1417 | 23.6167 | 11.9907 | kW
[6 empty] | 2836 | 85050 | 1417.5 | 23.625 | 11.9953 | kW
[6 empty] | 2837 | 85080 | 1418 | 23.6333 | 11.9998 | kW
[6 empty] | 2838 | 85110 | 1418.5 | 23.6417 | 12.0044 | kW
[6 empty] | 2839 | 85140 | 1419 | 23.65 | 12.0089 | kW
[6 empty] | 2840 | 85170 | 1419.5 | 23.6583 | 12.0135 | kW
[6 empty] | 2841 | 85200 | 1420 | 23.6667 | 12.018 | kW
[6 empty] | 2842 | 85230 | 1420.5 | 23.675 | 12.0226 | kW
[6 empty] | 2843 | 85260 | 1421 | 23.6833 | 12.0271 | kW
[6 empty] | 2844 | 85290 | 1421.5 | 23.6917 | 12.0317 | kW
[6 empty] | 2845 | 85320 | 1422 | 23.7 | 12.0362 | kW
[6 empty] | 2846 | 85350 | 1422.5 | 23.7083 | 12.0406 | kW
[6 empty] | 2847 | 85380 | 1423 | 23.7167 | 12.0451 | kW
[6 empty] | 2848 | 85410 | 1423.5 | 23.725 | 12.0496 | kW
[6 empty] | 2849 | 85440 | 1424 | 23.7333 | 12.0541 | kW
[6 empty] | 2850 | 85470 | 1424.5 | 23.7417 | 12.0586 | kW
[6 empty] | 2851 | 85500 | 1425 | 23.75 | 12.0632 | kW
[6 empty] | 2852 | 85530 | 1425.5 | 23.7583 | 12.0677 | kW
[6 empty] | 2853 | 85560 | 1426 | 23.7667 | 12.0722 | kW
[6 empty] | 2854 | 85590 | 1426.5 | 23.775 | 12.0767 | kW
[6 empty] | 2855 | 85620 | 1427 | 23.7833 | 12.0812 | kW
[6 empty] | 2856 | 85650 | 1427.5 | 23.7917 | 12.0857 | kW
[6 empty] | 2857 | 85680 | 1428 | 23.8 | 12.0902 | kW
[6 empty] | 2858 | 85710 | 1428.5 | 23.8083 | 12.0947 | kW
[6 empty] | 2859 | 85740 | 1429 | 23.8167 | 12.0992 | kW
[6 empty] | 2860 | 85770 | 1429.5 | 23.825 | 12.1037 | kW
[6 empty] | 2861 | 85800 | 1430 | 23.8333 | 12.1082 | kW
[6 empty] | 2862 | 85830 | 1430.5 | 23.8417 | 12.1127 | kW
[6 empty] | 2863 | 85860 | 1431 | 23.85 | 12.1172 | kW
[6 empty] | 2864 | 85890 | 1431.5 | 23.8583 | 12.1217 | kW
[6 empty] | 2865 | 85920 | 1432 | 23.8667 | 12.1262 | kW
[6 empty] | 2866 | 85950 | 1432.5 | 23.875 | 12.1307 | kW
[6 empty] | 2867 | 85980 | 1433 | 23.8833 | 12.1352 | kW
[6 empty] | 2868 | 86010 | 1433.5 | 23.8917 | 12.1397 | kW
[6 empty] | 2869 | 86040 | 1434 | 23.9 | 12.1442 | kW
[6 empty] | 2870 | 86070 | 1434.5 | 23.9083 | 12.1486 | kW
[6 empty] | 2871 | 86100 | 1435 | 23.9167 | 12.1531 | kW
[6 empty] | 2872 | 86130 | 1435.5 | 23.925 | 12.1576 | kW
[6 empty] | 2873 | 86160 | 1436 | 23.9333 | 12.1621 | kW
[6 empty] | 2874 | 86190 | 1436.5 | 23.9417 | 12.1666 | kW
[6 empty] | 2875 | 86220 | 1437 | 23.95 | 12.171 | kW
[6 empty] | 2876 | 86250 | 1437.5 | 23.9583 | 12.1755 | kW
[6 empty] | 2877 | 86280 | 1438 | 23.9667 | 12.18 | kW
[6 empty] | 2878 | 86310 | 1438.5 | 23.975 | 12.1845 | kW
[6 empty] | 2879 | 86340 | 1439 | 23.9833 | 12.1889 | kW
[6 empty] | 2880 | 86370 | 1439.5 | 23.9917 | 12.1934 | kW

## SF2_DEMND_elec
step / index | time [s] | time [min] | time [h] | SF2_DEMND_elec |  | step / index | time [s] | time [min] | time [h] | SF2_DEMND_elec
0 | NaN | NaN | NaN |  |  | 0 | NaN | NaN | NaN
1 | 0 | 0 | 0 | 1.4636 | kW | 1 | 0 | 0 | 0 | 1.5208 | kW
2 | 900 | 15 | 0.25 | 1.3453 | kW | 2 | 30 | 0.5 | 0.0083333 | 1.5169 | kW
3 | 1800 | 30 | 0.5 | 1.2269 | kW | 3 | 60 | 1 | 0.016667 | 1.5129 | kW
4 | 2700 | 45 | 0.75 | 1.1086 | kW | 4 | 90 | 1.5 | 0.025 | 1.509 | kW
5 | 3600 | 60 | 1 | 1.0153 | kW | 5 | 120 | 2 | 0.033333 | 1.505 | kW
6 | 4500 | 75 | 1.25 | 0.94697 | kW | 6 | 150 | 2.5 | 0.041667 | 1.5011 | kW
7 | 5400 | 90 | 1.5 | 0.87868 | kW | 7 | 180 | 3 | 0.05 | 1.4972 | kW
8 | 6300 | 105 | 1.75 | 0.81043 | kW | 8 | 210 | 3.5 | 0.058333 | 1.4932 | kW
9 | 7200 | 120 | 2 | 0.76821 | kW | 9 | 240 | 4 | 0.066667 | 1.4893 | kW
10 | 8100 | 135 | 2.25 | 0.75212 | kW | 10 | 270 | 4.5 | 0.075 | 1.4853 | kW
11 | 9000 | 150 | 2.5 | 0.73604 | kW | 11 | 300 | 5 | 0.083333 | 1.4814 | kW
12 | 9900 | 165 | 2.75 | 0.71994 | kW | 12 | 330 | 5.5 | 0.091667 | 1.4774 | kW
13 | 10800 | 180 | 3 | 0.70954 | kW | 13 | 360 | 6 | 0.1 | 1.4735 | kW
14 | 11700 | 195 | 3.25 | 0.70481 | kW | 14 | 390 | 6.5 | 0.10833 | 1.4695 | kW
15 | 12600 | 210 | 3.5 | 0.70009 | kW | 15 | 420 | 7 | 0.11667 | 1.4656 | kW
16 | 13500 | 225 | 3.75 | 0.69536 | kW | 16 | 450 | 7.5 | 0.125 | 1.4617 | kW
17 | 14400 | 240 | 4 | 0.69441 | kW | 17 | 480 | 8 | 0.13333 | 1.4577 | kW
18 | 15300 | 255 | 4.25 | 0.69722 | kW | 18 | 510 | 8.5 | 0.14167 | 1.4538 | kW
19 | 16200 | 270 | 4.5 | 0.70003 | kW | 19 | 540 | 9 | 0.15 | 1.4498 | kW
20 | 17100 | 285 | 4.75 | 0.70285 | kW | 20 | 570 | 9.5 | 0.15833 | 1.4459 | kW
21 | 18000 | 300 | 5 | 0.72196 | kW | 21 | 600 | 10 | 0.16667 | 1.4419 | kW
22 | 18900 | 315 | 5.25 | 0.7566 | kW | 22 | 630 | 10.5 | 0.175 | 1.438 | kW
23 | 19800 | 330 | 5.5 | 0.79145 | kW | 23 | 660 | 11 | 0.18333 | 1.434 | kW
24 | 20700 | 345 | 5.75 | 0.82638 | kW | 24 | 690 | 11.5 | 0.19167 | 1.4301 | kW
25 | 21600 | 360 | 6 | 0.94104 | kW | 25 | 720 | 12 | 0.2 | 1.4261 | kW
26 | 22500 | 375 | 6.25 | 1.1353 | kW | 26 | 750 | 12.5 | 0.20833 | 1.4222 | kW
27 | 23400 | 390 | 6.5 | 1.3297 | kW | 27 | 780 | 13 | 0.21667 | 1.4183 | kW
28 | 24300 | 405 | 6.75 | 1.5241 | kW | 28 | 810 | 13.5 | 0.225 | 1.4143 | kW
29 | 25200 | 420 | 7 | 1.7098 | kW | 29 | 840 | 14 | 0.23333 | 1.4104 | kW
30 | 26100 | 435 | 7.25 | 1.8868 | kW | 30 | 870 | 14.5 | 0.24167 | 1.4064 | kW
31 | 27000 | 450 | 7.5 | 2.0638 | kW | 31 | 900 | 15 | 0.25 | 1.4025 | kW
32 | 27900 | 465 | 7.75 | 2.2407 | kW | 32 | 930 | 15.5 | 0.25833 | 1.3985 | kW
33 | 28800 | 480 | 8 | 2.339 | kW | 33 | 960 | 16 | 0.26667 | 1.3946 | kW
34 | 29700 | 495 | 8.25 | 2.3569 | kW | 34 | 990 | 16.5 | 0.275 | 1.3906 | kW
35 | 30600 | 510 | 8.5 | 2.3753 | kW | 35 | 1020 | 17 | 0.28333 | 1.3867 | kW
36 | 31500 | 525 | 8.75 | 2.3938 | kW | 36 | 1050 | 17.5 | 0.29167 | 1.3828 | kW
37 | 32400 | 540 | 9 | 2.3798 | kW | 37 | 1080 | 18 | 0.3 | 1.3788 | kW
38 | 33300 | 555 | 9.25 | 2.3335 | kW | 38 | 1110 | 18.5 | 0.30833 | 1.3749 | kW
39 | 34200 | 570 | 9.5 | 2.2871 | kW | 39 | 1140 | 19 | 0.31667 | 1.3709 | kW
40 | 35100 | 585 | 9.75 | 2.2408 | kW | 40 | 1170 | 19.5 | 0.325 | 1.367 | kW
41 | 36000 | 600 | 10 | 2.2011 | kW | 41 | 1200 | 20 | 0.33333 | 1.363 | kW
42 | 36900 | 615 | 10.25 | 2.1704 | kW | 42 | 1230 | 20.5 | 0.34167 | 1.3591 | kW
43 | 37800 | 630 | 10.5 | 2.1391 | kW | 43 | 1260 | 21 | 0.35 | 1.3551 | kW
44 | 38700 | 645 | 10.75 | 2.1078 | kW | 44 | 1290 | 21.5 | 0.35833 | 1.3512 | kW
45 | 39600 | 660 | 11 | 2.097 | kW | 45 | 1320 | 22 | 0.36667 | 1.3472 | kW
46 | 40500 | 675 | 11.25 | 2.1062 | kW | 46 | 1350 | 22.5 | 0.375 | 1.3433 | kW
47 | 41400 | 690 | 11.5 | 2.1157 | kW | 47 | 1380 | 23 | 0.38333 | 1.3394 | kW
48 | 42300 | 705 | 11.75 | 2.1251 | kW | 48 | 1410 | 23.5 | 0.39167 | 1.3354 | kW
49 | 43200 | 720 | 12 | 2.1577 | kW | 49 | 1440 | 24 | 0.4 | 1.3315 | kW
50 | 44100 | 735 | 12.25 | 2.2134 | kW | 50 | 1470 | 24.5 | 0.40833 | 1.3275 | kW
51 | 45000 | 750 | 12.5 | 2.2691 | kW | 51 | 1500 | 25 | 0.41667 | 1.3236 | kW
52 | 45900 | 765 | 12.75 | 2.3248 | kW | 52 | 1530 | 25.5 | 0.425 | 1.3196 | kW
53 | 46800 | 780 | 13 | 2.3498 | kW | 53 | 1560 | 26 | 0.43333 | 1.3157 | kW
54 | 47700 | 795 | 13.25 | 2.3443 | kW | 54 | 1590 | 26.5 | 0.44167 | 1.3117 | kW
55 | 48600 | 810 | 13.5 | 2.3388 | kW | 55 | 1620 | 27 | 0.45 | 1.3078 | kW
56 | 49500 | 825 | 13.75 | 2.3333 | kW | 56 | 1650 | 27.5 | 0.45833 | 1.3039 | kW
57 | 50400 | 840 | 14 | 2.2988 | kW | 57 | 1680 | 28 | 0.46667 | 1.2999 | kW
58 | 51300 | 855 | 14.25 | 2.2352 | kW | 58 | 1710 | 28.5 | 0.475 | 1.296 | kW
59 | 52200 | 870 | 14.5 | 2.1716 | kW | 59 | 1740 | 29 | 0.48333 | 1.292 | kW
60 | 53100 | 885 | 14.75 | 2.1081 | kW | 60 | 1770 | 29.5 | 0.49167 | 1.2881 | kW
61 | 54000 | 900 | 15 | 2.0526 | kW | 61 | 1800 | 30 | 0.5 | 1.2841 | kW
62 | 54900 | 915 | 15.25 | 2.0053 | kW | 62 | 1830 | 30.5 | 0.50833 | 1.2802 | kW
63 | 55800 | 930 | 15.5 | 1.9579 | kW | 63 | 1860 | 31 | 0.51667 | 1.2762 | kW
64 | 56700 | 945 | 15.75 | 1.9105 | kW | 64 | 1890 | 31.5 | 0.525 | 1.2723 | kW
65 | 57600 | 960 | 16 | 1.8878 | kW | 65 | 1920 | 32 | 0.53333 | 1.2683 | kW
66 | 58500 | 975 | 16.25 | 1.8896 | kW | 66 | 1950 | 32.5 | 0.54167 | 1.2644 | kW
67 | 59400 | 990 | 16.5 | 1.8914 | kW | 67 | 1980 | 33 | 0.55 | 1.2605 | kW
68 | 60300 | 1005 | 16.75 | 1.8932 | kW | 68 | 2010 | 33.5 | 0.55833 | 1.2565 | kW
69 | 61200 | 1020 | 17 | 1.9467 | kW | 69 | 2040 | 34 | 0.56667 | 1.2526 | kW
70 | 62100 | 1035 | 17.25 | 2.0522 | kW | 70 | 2070 | 34.5 | 0.575 | 1.2486 | kW
71 | 63000 | 1050 | 17.5 | 2.1576 | kW | 71 | 2100 | 35 | 0.58333 | 1.2447 | kW
72 | 63900 | 1065 | 17.75 | 2.263 | kW | 72 | 2130 | 35.5 | 0.59167 | 1.2407 | kW
73 | 64800 | 1080 | 18 | 2.4001 | kW | 73 | 2160 | 36 | 0.6 | 1.2368 | kW
74 | 65700 | 1095 | 18.25 | 2.569 | kW | 74 | 2190 | 36.5 | 0.60833 | 1.2328 | kW
75 | 66600 | 1110 | 18.5 | 2.7379 | kW | 75 | 2220 | 37 | 0.61667 | 1.2289 | kW
76 | 67500 | 1125 | 18.75 | 2.9067 | kW | 76 | 2250 | 37.5 | 0.625 | 1.225 | kW
77 | 68400 | 1140 | 19 | 3.0381 | kW | 77 | 2280 | 38 | 0.63333 | 1.221 | kW
78 | 69300 | 1155 | 19.25 | 3.1321 | kW | 78 | 2310 | 38.5 | 0.64167 | 1.217 | kW
79 | 70200 | 1170 | 19.5 | 3.226 | kW | 79 | 2340 | 39 | 0.65 | 1.2131 | kW
80 | 71100 | 1185 | 19.75 | 3.3199 | kW | 80 | 2370 | 39.5 | 0.65833 | 1.2092 | kW
81 | 72000 | 1200 | 20 | 3.3246 | kW | 81 | 2400 | 40 | 0.66667 | 1.2052 | kW
82 | 72900 | 1215 | 20.25 | 3.2398 | kW | 82 | 2430 | 40.5 | 0.675 | 1.2013 | kW
83 | 73800 | 1230 | 20.5 | 3.1551 | kW | 83 | 2460 | 41 | 0.68333 | 1.1973 | kW
84 | 74700 | 1245 | 20.75 | 3.0704 | kW | 84 | 2490 | 41.5 | 0.69167 | 1.1934 | kW
85 | 75600 | 1260 | 21 | 2.9667 | kW | 85 | 2520 | 42 | 0.7 | 1.1894 | kW
86 | 76500 | 1275 | 21.25 | 2.8441 | kW | 86 | 2550 | 42.5 | 0.70833 | 1.1855 | kW
87 | 77400 | 1290 | 21.5 | 2.7215 | kW | 87 | 2580 | 43 | 0.71667 | 1.1816 | kW
88 | 78300 | 1305 | 21.75 | 2.5989 | kW | 88 | 2610 | 43.5 | 0.725 | 1.1776 | kW
89 | 79200 | 1320 | 22 | 2.4828 | kW | 89 | 2640 | 44 | 0.73333 | 1.1737 | kW
90 | 80100 | 1335 | 22.25 | 2.3731 | kW | 90 | 2670 | 44.5 | 0.74167 | 1.1697 | kW
91 | 81000 | 1350 | 22.5 | 2.264 | kW | 91 | 2700 | 45 | 0.75 | 1.1658 | kW
92 | 81900 | 1365 | 22.75 | 2.1548 | kW | 92 | 2730 | 45.5 | 0.75833 | 1.1618 | kW
93 | 82800 | 1380 | 23 | 2.0299 | kW | 93 | 2760 | 46 | 0.76667 | 1.1579 | kW
94 | 83700 | 1395 | 23.25 | 1.8956 | kW | 94 | 2790 | 46.5 | 0.775 | 1.1539 | kW
95 | 84600 | 1410 | 23.5 | 1.7595 | kW | 95 | 2820 | 47 | 0.78333 | 1.15 | kW
96 | 85500 | 1425 | 23.75 | 1.6233 | kW | 96 | 2850 | 47.5 | 0.79167 | 1.1461 | kW
[6 empty] | 97 | 2880 | 48 | 0.8 | 1.1421 | kW
[6 empty] | 98 | 2910 | 48.5 | 0.80833 | 1.1382 | kW
[6 empty] | 99 | 2940 | 49 | 0.81667 | 1.1342 | kW
[6 empty] | 100 | 2970 | 49.5 | 0.825 | 1.1303 | kW
[6 empty] | 101 | 3000 | 50 | 0.83333 | 1.1263 | kW
[6 empty] | 102 | 3030 | 50.5 | 0.84167 | 1.1224 | kW
[6 empty] | 103 | 3060 | 51 | 0.85 | 1.1184 | kW
[6 empty] | 104 | 3090 | 51.5 | 0.85833 | 1.1145 | kW
[6 empty] | 105 | 3120 | 52 | 0.86667 | 1.1105 | kW
[6 empty] | 106 | 3150 | 52.5 | 0.875 | 1.1066 | kW
[6 empty] | 107 | 3180 | 53 | 0.88333 | 1.1027 | kW
[6 empty] | 108 | 3210 | 53.5 | 0.89167 | 1.0987 | kW
[6 empty] | 109 | 3240 | 54 | 0.9 | 1.0948 | kW
[6 empty] | 110 | 3270 | 54.5 | 0.90833 | 1.0908 | kW
[6 empty] | 111 | 3300 | 55 | 0.91667 | 1.0869 | kW
[6 empty] | 112 | 3330 | 55.5 | 0.925 | 1.0829 | kW
[6 empty] | 113 | 3360 | 56 | 0.93333 | 1.079 | kW
[6 empty] | 114 | 3390 | 56.5 | 0.94167 | 1.075 | kW
[6 empty] | 115 | 3420 | 57 | 0.95 | 1.0711 | kW
[6 empty] | 116 | 3450 | 57.5 | 0.95833 | 1.0672 | kW
[6 empty] | 117 | 3480 | 58 | 0.96667 | 1.0632 | kW
[6 empty] | 118 | 3510 | 58.5 | 0.975 | 1.0593 | kW
[6 empty] | 119 | 3540 | 59 | 0.98333 | 1.0553 | kW
[6 empty] | 120 | 3570 | 59.5 | 0.99167 | 1.0514 | kW
[6 empty] | 121 | 3600 | 60 | 1 | 1.0483 | kW
[6 empty] | 122 | 3630 | 60.5 | 1.0083 | 1.046 | kW
[6 empty] | 123 | 3660 | 61 | 1.0167 | 1.0437 | kW
[6 empty] | 124 | 3690 | 61.5 | 1.025 | 1.0414 | kW
[6 empty] | 125 | 3720 | 62 | 1.0333 | 1.0392 | kW
[6 empty] | 126 | 3750 | 62.5 | 1.0417 | 1.0369 | kW
[6 empty] | 127 | 3780 | 63 | 1.05 | 1.0346 | kW
[6 empty] | 128 | 3810 | 63.5 | 1.0583 | 1.0323 | kW
[6 empty] | 129 | 3840 | 64 | 1.0667 | 1.0301 | kW
[6 empty] | 130 | 3870 | 64.5 | 1.075 | 1.0278 | kW
[6 empty] | 131 | 3900 | 65 | 1.0833 | 1.0255 | kW
[6 empty] | 132 | 3930 | 65.5 | 1.0917 | 1.0232 | kW
[6 empty] | 133 | 3960 | 66 | 1.1 | 1.0209 | kW
[6 empty] | 134 | 3990 | 66.5 | 1.1083 | 1.0187 | kW
[6 empty] | 135 | 4020 | 67 | 1.1167 | 1.0164 | kW
[6 empty] | 136 | 4050 | 67.5 | 1.125 | 1.0141 | kW
[6 empty] | 137 | 4080 | 68 | 1.1333 | 1.0118 | kW
[6 empty] | 138 | 4110 | 68.5 | 1.1417 | 1.0096 | kW
[6 empty] | 139 | 4140 | 69 | 1.15 | 1.0073 | kW
[6 empty] | 140 | 4170 | 69.5 | 1.1583 | 1.005 | kW
[6 empty] | 141 | 4200 | 70 | 1.1667 | 1.0027 | kW
[6 empty] | 142 | 4230 | 70.5 | 1.175 | 1.0005 | kW
[6 empty] | 143 | 4260 | 71 | 1.1833 | 0.99818 | kW
[6 empty] | 144 | 4290 | 71.5 | 1.1917 | 0.99591 | kW
[6 empty] | 145 | 4320 | 72 | 1.2 | 0.99363 | kW
[6 empty] | 146 | 4350 | 72.5 | 1.2083 | 0.99136 | kW
[6 empty] | 147 | 4380 | 73 | 1.2167 | 0.98908 | kW
[6 empty] | 148 | 4410 | 73.5 | 1.225 | 0.9868 | kW
[6 empty] | 149 | 4440 | 74 | 1.2333 | 0.98453 | kW
[6 empty] | 150 | 4470 | 74.5 | 1.2417 | 0.98225 | kW
[6 empty] | 151 | 4500 | 75 | 1.25 | 0.97997 | kW
[6 empty] | 152 | 4530 | 75.5 | 1.2583 | 0.9777 | kW
[6 empty] | 153 | 4560 | 76 | 1.2667 | 0.97542 | kW
[6 empty] | 154 | 4590 | 76.5 | 1.275 | 0.97315 | kW
[6 empty] | 155 | 4620 | 77 | 1.2833 | 0.97087 | kW
[6 empty] | 156 | 4650 | 77.5 | 1.2917 | 0.96859 | kW
[6 empty] | 157 | 4680 | 78 | 1.3 | 0.96632 | kW
[6 empty] | 158 | 4710 | 78.5 | 1.3083 | 0.96404 | kW
[6 empty] | 159 | 4740 | 79 | 1.3167 | 0.96176 | kW
[6 empty] | 160 | 4770 | 79.5 | 1.325 | 0.95949 | kW
[6 empty] | 161 | 4800 | 80 | 1.3333 | 0.95721 | kW
[6 empty] | 162 | 4830 | 80.5 | 1.3417 | 0.95494 | kW
[6 empty] | 163 | 4860 | 81 | 1.35 | 0.95266 | kW
[6 empty] | 164 | 4890 | 81.5 | 1.3583 | 0.95038 | kW
[6 empty] | 165 | 4920 | 82 | 1.3667 | 0.94811 | kW
[6 empty] | 166 | 4950 | 82.5 | 1.375 | 0.94583 | kW
[6 empty] | 167 | 4980 | 83 | 1.3833 | 0.94355 | kW
[6 empty] | 168 | 5010 | 83.5 | 1.3917 | 0.94128 | kW
[6 empty] | 169 | 5040 | 84 | 1.4 | 0.939 | kW
[6 empty] | 170 | 5070 | 84.5 | 1.4083 | 0.93673 | kW
[6 empty] | 171 | 5100 | 85 | 1.4167 | 0.93445 | kW
[6 empty] | 172 | 5130 | 85.5 | 1.425 | 0.93217 | kW
[6 empty] | 173 | 5160 | 86 | 1.4333 | 0.9299 | kW
[6 empty] | 174 | 5190 | 86.5 | 1.4417 | 0.92762 | kW
[6 empty] | 175 | 5220 | 87 | 1.45 | 0.92534 | kW
[6 empty] | 176 | 5250 | 87.5 | 1.4583 | 0.92307 | kW
[6 empty] | 177 | 5280 | 88 | 1.4667 | 0.92079 | kW
[6 empty] | 178 | 5310 | 88.5 | 1.475 | 0.91852 | kW
[6 empty] | 179 | 5340 | 89 | 1.4833 | 0.91624 | kW
[6 empty] | 180 | 5370 | 89.5 | 1.4917 | 0.91396 | kW
[6 empty] | 181 | 5400 | 90 | 1.5 | 0.91169 | kW
[6 empty] | 182 | 5430 | 90.5 | 1.5083 | 0.90941 | kW
[6 empty] | 183 | 5460 | 91 | 1.5167 | 0.90713 | kW
[6 empty] | 184 | 5490 | 91.5 | 1.525 | 0.90486 | kW
[6 empty] | 185 | 5520 | 92 | 1.5333 | 0.90258 | kW
[6 empty] | 186 | 5550 | 92.5 | 1.5417 | 0.90031 | kW
[6 empty] | 187 | 5580 | 93 | 1.55 | 0.89803 | kW
[6 empty] | 188 | 5610 | 93.5 | 1.5583 | 0.89575 | kW
[6 empty] | 189 | 5640 | 94 | 1.5667 | 0.89348 | kW
[6 empty] | 190 | 5670 | 94.5 | 1.575 | 0.8912 | kW
[6 empty] | 191 | 5700 | 95 | 1.5833 | 0.88892 | kW
[6 empty] | 192 | 5730 | 95.5 | 1.5917 | 0.88665 | kW
[6 empty] | 193 | 5760 | 96 | 1.6 | 0.88437 | kW
[6 empty] | 194 | 5790 | 96.5 | 1.6083 | 0.8821 | kW
[6 empty] | 195 | 5820 | 97 | 1.6167 | 0.87982 | kW
[6 empty] | 196 | 5850 | 97.5 | 1.625 | 0.87754 | kW
[6 empty] | 197 | 5880 | 98 | 1.6333 | 0.87527 | kW
[6 empty] | 198 | 5910 | 98.5 | 1.6417 | 0.87299 | kW
[6 empty] | 199 | 5940 | 99 | 1.65 | 0.87071 | kW
[6 empty] | 200 | 5970 | 99.5 | 1.6583 | 0.86844 | kW
[6 empty] | 201 | 6000 | 100 | 1.6667 | 0.86616 | kW
[6 empty] | 202 | 6030 | 100.5 | 1.675 | 0.86389 | kW
[6 empty] | 203 | 6060 | 101 | 1.6833 | 0.86161 | kW
[6 empty] | 204 | 6090 | 101.5 | 1.6917 | 0.85933 | kW
[6 empty] | 205 | 6120 | 102 | 1.7 | 0.85706 | kW
[6 empty] | 206 | 6150 | 102.5 | 1.7083 | 0.85478 | kW
[6 empty] | 207 | 6180 | 103 | 1.7167 | 0.8525 | kW
[6 empty] | 208 | 6210 | 103.5 | 1.725 | 0.85023 | kW
[6 empty] | 209 | 6240 | 104 | 1.7333 | 0.84795 | kW
[6 empty] | 210 | 6270 | 104.5 | 1.7417 | 0.84568 | kW
[6 empty] | 211 | 6300 | 105 | 1.75 | 0.8434 | kW
[6 empty] | 212 | 6330 | 105.5 | 1.7583 | 0.84112 | kW
[6 empty] | 213 | 6360 | 106 | 1.7667 | 0.83885 | kW
[6 empty] | 214 | 6390 | 106.5 | 1.775 | 0.83657 | kW
[6 empty] | 215 | 6420 | 107 | 1.7833 | 0.83429 | kW
[6 empty] | 216 | 6450 | 107.5 | 1.7917 | 0.83202 | kW
[6 empty] | 217 | 6480 | 108 | 1.8 | 0.82974 | kW
[6 empty] | 218 | 6510 | 108.5 | 1.8083 | 0.82747 | kW
[6 empty] | 219 | 6540 | 109 | 1.8167 | 0.82519 | kW
[6 empty] | 220 | 6570 | 109.5 | 1.825 | 0.82291 | kW
[6 empty] | 221 | 6600 | 110 | 1.8333 | 0.82064 | kW
[6 empty] | 222 | 6630 | 110.5 | 1.8417 | 0.81836 | kW
[6 empty] | 223 | 6660 | 111 | 1.85 | 0.81608 | kW
[6 empty] | 224 | 6690 | 111.5 | 1.8583 | 0.81381 | kW
[6 empty] | 225 | 6720 | 112 | 1.8667 | 0.81153 | kW
[6 empty] | 226 | 6750 | 112.5 | 1.875 | 0.80926 | kW
[6 empty] | 227 | 6780 | 113 | 1.8833 | 0.80698 | kW
[6 empty] | 228 | 6810 | 113.5 | 1.8917 | 0.8047 | kW
[6 empty] | 229 | 6840 | 114 | 1.9 | 0.80243 | kW
[6 empty] | 230 | 6870 | 114.5 | 1.9083 | 0.80015 | kW
[6 empty] | 231 | 6900 | 115 | 1.9167 | 0.79787 | kW
[6 empty] | 232 | 6930 | 115.5 | 1.925 | 0.7956 | kW
[6 empty] | 233 | 6960 | 116 | 1.9333 | 0.79332 | kW
[6 empty] | 234 | 6990 | 116.5 | 1.9417 | 0.79105 | kW
[6 empty] | 235 | 7020 | 117 | 1.95 | 0.78877 | kW
[6 empty] | 236 | 7050 | 117.5 | 1.9583 | 0.78649 | kW
[6 empty] | 237 | 7080 | 118 | 1.9667 | 0.78422 | kW
[6 empty] | 238 | 7110 | 118.5 | 1.975 | 0.78194 | kW
[6 empty] | 239 | 7140 | 119 | 1.9833 | 0.7799 | kW
[6 empty] | 240 | 7170 | 119.5 | 1.9917 | 0.77811 | kW
[6 empty] | 241 | 7200 | 120 | 2 | 0.77657 | kW
[6 empty] | 242 | 7230 | 120.5 | 2.0083 | 0.77538 | kW
[6 empty] | 243 | 7260 | 121 | 2.0167 | 0.77465 | kW
[6 empty] | 244 | 7290 | 121.5 | 2.025 | 0.77421 | kW
[6 empty] | 245 | 7320 | 122 | 2.0333 | 0.77375 | kW
[6 empty] | 246 | 7350 | 122.5 | 2.0417 | 0.77333 | kW
[6 empty] | 247 | 7380 | 123 | 2.05 | 0.77282 | kW
[6 empty] | 248 | 7410 | 123.5 | 2.0583 | 0.77226 | kW
[6 empty] | 249 | 7440 | 124 | 2.0667 | 0.77167 | kW
[6 empty] | 250 | 7470 | 124.5 | 2.075 | 0.77112 | kW
[6 empty] | 251 | 7500 | 125 | 2.0833 | 0.77058 | kW
[6 empty] | 252 | 7530 | 125.5 | 2.0917 | 0.77008 | kW
[6 empty] | 253 | 7560 | 126 | 2.1 | 0.76956 | kW
[6 empty] | 254 | 7590 | 126.5 | 2.1083 | 0.76907 | kW
[6 empty] | 255 | 7620 | 127 | 2.1167 | 0.76852 | kW
[6 empty] | 256 | 7650 | 127.5 | 2.125 | 0.76797 | kW
[6 empty] | 257 | 7680 | 128 | 2.1333 | 0.7674 | kW
[6 empty] | 258 | 7710 | 128.5 | 2.1417 | 0.76685 | kW
[6 empty] | 259 | 7740 | 129 | 2.15 | 0.76631 | kW
[6 empty] | 260 | 7770 | 129.5 | 2.1583 | 0.76579 | kW
[6 empty] | 261 | 7800 | 130 | 2.1667 | 0.76526 | kW
[6 empty] | 262 | 7830 | 130.5 | 2.175 | 0.76473 | kW
[6 empty] | 263 | 7860 | 131 | 2.1833 | 0.76419 | kW
[6 empty] | 264 | 7890 | 131.5 | 2.1917 | 0.76365 | kW
[6 empty] | 265 | 7920 | 132 | 2.2 | 0.76311 | kW
[6 empty] | 266 | 7950 | 132.5 | 2.2083 | 0.76257 | kW
[6 empty] | 267 | 7980 | 133 | 2.2167 | 0.76203 | kW
[6 empty] | 268 | 8010 | 133.5 | 2.225 | 0.76149 | kW
[6 empty] | 269 | 8040 | 134 | 2.2333 | 0.76095 | kW
[6 empty] | 270 | 8070 | 134.5 | 2.2417 | 0.76041 | kW
[6 empty] | 271 | 8100 | 135 | 2.25 | 0.75988 | kW
[6 empty] | 272 | 8130 | 135.5 | 2.2583 | 0.75934 | kW
[6 empty] | 273 | 8160 | 136 | 2.2667 | 0.75881 | kW
[6 empty] | 274 | 8190 | 136.5 | 2.275 | 0.75828 | kW
[6 empty] | 275 | 8220 | 137 | 2.2833 | 0.75775 | kW
[6 empty] | 276 | 8250 | 137.5 | 2.2917 | 0.75721 | kW
[6 empty] | 277 | 8280 | 138 | 2.3 | 0.75668 | kW
[6 empty] | 278 | 8310 | 138.5 | 2.3083 | 0.75615 | kW
[6 empty] | 279 | 8340 | 139 | 2.3167 | 0.75562 | kW
[6 empty] | 280 | 8370 | 139.5 | 2.325 | 0.75508 | kW
[6 empty] | 281 | 8400 | 140 | 2.3333 | 0.75454 | kW
[6 empty] | 282 | 8430 | 140.5 | 2.3417 | 0.75401 | kW
[6 empty] | 283 | 8460 | 141 | 2.35 | 0.75348 | kW
[6 empty] | 284 | 8490 | 141.5 | 2.3583 | 0.75294 | kW
[6 empty] | 285 | 8520 | 142 | 2.3667 | 0.7524 | kW
[6 empty] | 286 | 8550 | 142.5 | 2.375 | 0.75186 | kW
[6 empty] | 287 | 8580 | 143 | 2.3833 | 0.75133 | kW
[6 empty] | 288 | 8610 | 143.5 | 2.3917 | 0.75079 | kW
[6 empty] | 289 | 8640 | 144 | 2.4 | 0.75025 | kW
[6 empty] | 290 | 8670 | 144.5 | 2.4083 | 0.74971 | kW
[6 empty] | 291 | 8700 | 145 | 2.4167 | 0.74917 | kW
[6 empty] | 292 | 8730 | 145.5 | 2.425 | 0.74864 | kW
[6 empty] | 293 | 8760 | 146 | 2.4333 | 0.7481 | kW
[6 empty] | 294 | 8790 | 146.5 | 2.4417 | 0.74757 | kW
[6 empty] | 295 | 8820 | 147 | 2.45 | 0.74703 | kW
[6 empty] | 296 | 8850 | 147.5 | 2.4583 | 0.7465 | kW
[6 empty] | 297 | 8880 | 148 | 2.4667 | 0.74596 | kW
[6 empty] | 298 | 8910 | 148.5 | 2.475 | 0.74542 | kW
[6 empty] | 299 | 8940 | 149 | 2.4833 | 0.74488 | kW
[6 empty] | 300 | 8970 | 149.5 | 2.4917 | 0.74435 | kW
[6 empty] | 301 | 9000 | 150 | 2.5 | 0.74381 | kW
[6 empty] | 302 | 9030 | 150.5 | 2.5083 | 0.74328 | kW
[6 empty] | 303 | 9060 | 151 | 2.5167 | 0.74274 | kW
[6 empty] | 304 | 9090 | 151.5 | 2.525 | 0.74221 | kW
[6 empty] | 305 | 9120 | 152 | 2.5333 | 0.74167 | kW
[6 empty] | 306 | 9150 | 152.5 | 2.5417 | 0.74113 | kW
[6 empty] | 307 | 9180 | 153 | 2.55 | 0.7406 | kW
[6 empty] | 308 | 9210 | 153.5 | 2.5583 | 0.74006 | kW
[6 empty] | 309 | 9240 | 154 | 2.5667 | 0.73952 | kW
[6 empty] | 310 | 9270 | 154.5 | 2.575 | 0.73898 | kW
[6 empty] | 311 | 9300 | 155 | 2.5833 | 0.73845 | kW
[6 empty] | 312 | 9330 | 155.5 | 2.5917 | 0.73792 | kW
[6 empty] | 313 | 9360 | 156 | 2.6 | 0.73738 | kW
[6 empty] | 314 | 9390 | 156.5 | 2.6083 | 0.73684 | kW
[6 empty] | 315 | 9420 | 157 | 2.6167 | 0.73631 | kW
[6 empty] | 316 | 9450 | 157.5 | 2.625 | 0.73577 | kW
[6 empty] | 317 | 9480 | 158 | 2.6333 | 0.73523 | kW
[6 empty] | 318 | 9510 | 158.5 | 2.6417 | 0.7347 | kW
[6 empty] | 319 | 9540 | 159 | 2.65 | 0.73416 | kW
[6 empty] | 320 | 9570 | 159.5 | 2.6583 | 0.73362 | kW
[6 empty] | 321 | 9600 | 160 | 2.6667 | 0.73308 | kW
[6 empty] | 322 | 9630 | 160.5 | 2.675 | 0.73255 | kW
[6 empty] | 323 | 9660 | 161 | 2.6833 | 0.73201 | kW
[6 empty] | 324 | 9690 | 161.5 | 2.6917 | 0.73148 | kW
[6 empty] | 325 | 9720 | 162 | 2.7 | 0.73094 | kW
[6 empty] | 326 | 9750 | 162.5 | 2.7083 | 0.7304 | kW
[6 empty] | 327 | 9780 | 163 | 2.7167 | 0.72987 | kW
[6 empty] | 328 | 9810 | 163.5 | 2.725 | 0.72933 | kW
[6 empty] | 329 | 9840 | 164 | 2.7333 | 0.72879 | kW
[6 empty] | 330 | 9870 | 164.5 | 2.7417 | 0.72826 | kW
[6 empty] | 331 | 9900 | 165 | 2.75 | 0.72772 | kW
[6 empty] | 332 | 9930 | 165.5 | 2.7583 | 0.72718 | kW
[6 empty] | 333 | 9960 | 166 | 2.7667 | 0.72665 | kW
[6 empty] | 334 | 9990 | 166.5 | 2.775 | 0.72611 | kW
[6 empty] | 335 | 10020 | 167 | 2.7833 | 0.72558 | kW
[6 empty] | 336 | 10050 | 167.5 | 2.7917 | 0.72504 | kW
[6 empty] | 337 | 10080 | 168 | 2.8 | 0.7245 | kW
[6 empty] | 338 | 10110 | 168.5 | 2.8083 | 0.72397 | kW
[6 empty] | 339 | 10140 | 169 | 2.8167 | 0.72343 | kW
[6 empty] | 340 | 10170 | 169.5 | 2.825 | 0.72289 | kW
[6 empty] | 341 | 10200 | 170 | 2.8333 | 0.72236 | kW
[6 empty] | 342 | 10230 | 170.5 | 2.8417 | 0.72182 | kW
[6 empty] | 343 | 10260 | 171 | 2.85 | 0.72128 | kW
[6 empty] | 344 | 10290 | 171.5 | 2.8583 | 0.72075 | kW
[6 empty] | 345 | 10320 | 172 | 2.8667 | 0.72021 | kW
[6 empty] | 346 | 10350 | 172.5 | 2.875 | 0.71968 | kW
[6 empty] | 347 | 10380 | 173 | 2.8833 | 0.71914 | kW
[6 empty] | 348 | 10410 | 173.5 | 2.8917 | 0.7186 | kW
[6 empty] | 349 | 10440 | 174 | 2.9 | 0.71807 | kW
[6 empty] | 350 | 10470 | 174.5 | 2.9083 | 0.71753 | kW
[6 empty] | 351 | 10500 | 175 | 2.9167 | 0.71699 | kW
[6 empty] | 352 | 10530 | 175.5 | 2.925 | 0.71646 | kW
[6 empty] | 353 | 10560 | 176 | 2.9333 | 0.71592 | kW
[6 empty] | 354 | 10590 | 176.5 | 2.9417 | 0.71539 | kW
[6 empty] | 355 | 10620 | 177 | 2.95 | 0.71485 | kW
[6 empty] | 356 | 10650 | 177.5 | 2.9583 | 0.71431 | kW
[6 empty] | 357 | 10680 | 178 | 2.9667 | 0.71378 | kW
[6 empty] | 358 | 10710 | 178.5 | 2.975 | 0.71324 | kW
[6 empty] | 359 | 10740 | 179 | 2.9833 | 0.7127 | kW
[6 empty] | 360 | 10770 | 179.5 | 2.9917 | 0.71217 | kW
[6 empty] | 361 | 10800 | 180 | 3 | 0.71182 | kW
[6 empty] | 362 | 10830 | 180.5 | 3.0083 | 0.71166 | kW
[6 empty] | 363 | 10860 | 181 | 3.0167 | 0.71151 | kW
[6 empty] | 364 | 10890 | 181.5 | 3.025 | 0.71135 | kW
[6 empty] | 365 | 10920 | 182 | 3.0333 | 0.71119 | kW
[6 empty] | 366 | 10950 | 182.5 | 3.0417 | 0.71103 | kW
[6 empty] | 367 | 10980 | 183 | 3.05 | 0.71088 | kW
[6 empty] | 368 | 11010 | 183.5 | 3.0583 | 0.71072 | kW
[6 empty] | 369 | 11040 | 184 | 3.0667 | 0.71056 | kW
[6 empty] | 370 | 11070 | 184.5 | 3.075 | 0.7104 | kW
[6 empty] | 371 | 11100 | 185 | 3.0833 | 0.71025 | kW
[6 empty] | 372 | 11130 | 185.5 | 3.0917 | 0.71009 | kW
[6 empty] | 373 | 11160 | 186 | 3.1 | 0.70993 | kW
[6 empty] | 374 | 11190 | 186.5 | 3.1083 | 0.70977 | kW
[6 empty] | 375 | 11220 | 187 | 3.1167 | 0.70962 | kW
[6 empty] | 376 | 11250 | 187.5 | 3.125 | 0.70946 | kW
[6 empty] | 377 | 11280 | 188 | 3.1333 | 0.7093 | kW
[6 empty] | 378 | 11310 | 188.5 | 3.1417 | 0.70914 | kW
[6 empty] | 379 | 11340 | 189 | 3.15 | 0.70899 | kW
[6 empty] | 380 | 11370 | 189.5 | 3.1583 | 0.70883 | kW
[6 empty] | 381 | 11400 | 190 | 3.1667 | 0.70867 | kW
[6 empty] | 382 | 11430 | 190.5 | 3.175 | 0.70851 | kW
[6 empty] | 383 | 11460 | 191 | 3.1833 | 0.70836 | kW
[6 empty] | 384 | 11490 | 191.5 | 3.1917 | 0.7082 | kW
[6 empty] | 385 | 11520 | 192 | 3.2 | 0.70804 | kW
[6 empty] | 386 | 11550 | 192.5 | 3.2083 | 0.70788 | kW
[6 empty] | 387 | 11580 | 193 | 3.2167 | 0.70773 | kW
[6 empty] | 388 | 11610 | 193.5 | 3.225 | 0.70757 | kW
[6 empty] | 389 | 11640 | 194 | 3.2333 | 0.70741 | kW
[6 empty] | 390 | 11670 | 194.5 | 3.2417 | 0.70725 | kW
[6 empty] | 391 | 11700 | 195 | 3.25 | 0.7071 | kW
[6 empty] | 392 | 11730 | 195.5 | 3.2583 | 0.70694 | kW
[6 empty] | 393 | 11760 | 196 | 3.2667 | 0.70678 | kW
[6 empty] | 394 | 11790 | 196.5 | 3.275 | 0.70662 | kW
[6 empty] | 395 | 11820 | 197 | 3.2833 | 0.70647 | kW
[6 empty] | 396 | 11850 | 197.5 | 3.2917 | 0.70631 | kW
[6 empty] | 397 | 11880 | 198 | 3.3 | 0.70615 | kW
[6 empty] | 398 | 11910 | 198.5 | 3.3083 | 0.70599 | kW
[6 empty] | 399 | 11940 | 199 | 3.3167 | 0.70584 | kW
[6 empty] | 400 | 11970 | 199.5 | 3.325 | 0.70568 | kW
[6 empty] | 401 | 12000 | 200 | 3.3333 | 0.70552 | kW
[6 empty] | 402 | 12030 | 200.5 | 3.3417 | 0.70536 | kW
[6 empty] | 403 | 12060 | 201 | 3.35 | 0.70521 | kW
[6 empty] | 404 | 12090 | 201.5 | 3.3583 | 0.70505 | kW
[6 empty] | 405 | 12120 | 202 | 3.3667 | 0.70489 | kW
[6 empty] | 406 | 12150 | 202.5 | 3.375 | 0.70473 | kW
[6 empty] | 407 | 12180 | 203 | 3.3833 | 0.70458 | kW
[6 empty] | 408 | 12210 | 203.5 | 3.3917 | 0.70442 | kW
[6 empty] | 409 | 12240 | 204 | 3.4 | 0.70426 | kW
[6 empty] | 410 | 12270 | 204.5 | 3.4083 | 0.7041 | kW
[6 empty] | 411 | 12300 | 205 | 3.4167 | 0.70395 | kW
[6 empty] | 412 | 12330 | 205.5 | 3.425 | 0.70379 | kW
[6 empty] | 413 | 12360 | 206 | 3.4333 | 0.70363 | kW
[6 empty] | 414 | 12390 | 206.5 | 3.4417 | 0.70347 | kW
[6 empty] | 415 | 12420 | 207 | 3.45 | 0.70332 | kW
[6 empty] | 416 | 12450 | 207.5 | 3.4583 | 0.70316 | kW
[6 empty] | 417 | 12480 | 208 | 3.4667 | 0.703 | kW
[6 empty] | 418 | 12510 | 208.5 | 3.475 | 0.70284 | kW
[6 empty] | 419 | 12540 | 209 | 3.4833 | 0.70269 | kW
[6 empty] | 420 | 12570 | 209.5 | 3.4917 | 0.70253 | kW
[6 empty] | 421 | 12600 | 210 | 3.5 | 0.70237 | kW
[6 empty] | 422 | 12630 | 210.5 | 3.5083 | 0.70221 | kW
[6 empty] | 423 | 12660 | 211 | 3.5167 | 0.70206 | kW
[6 empty] | 424 | 12690 | 211.5 | 3.525 | 0.7019 | kW
[6 empty] | 425 | 12720 | 212 | 3.5333 | 0.70174 | kW
[6 empty] | 426 | 12750 | 212.5 | 3.5417 | 0.70158 | kW
[6 empty] | 427 | 12780 | 213 | 3.55 | 0.70143 | kW
[6 empty] | 428 | 12810 | 213.5 | 3.5583 | 0.70127 | kW
[6 empty] | 429 | 12840 | 214 | 3.5667 | 0.70111 | kW
[6 empty] | 430 | 12870 | 214.5 | 3.575 | 0.70095 | kW
[6 empty] | 431 | 12900 | 215 | 3.5833 | 0.7008 | kW
[6 empty] | 432 | 12930 | 215.5 | 3.5917 | 0.70064 | kW
[6 empty] | 433 | 12960 | 216 | 3.6 | 0.70048 | kW
[6 empty] | 434 | 12990 | 216.5 | 3.6083 | 0.70032 | kW
[6 empty] | 435 | 13020 | 217 | 3.6167 | 0.70017 | kW
[6 empty] | 436 | 13050 | 217.5 | 3.625 | 0.70001 | kW
[6 empty] | 437 | 13080 | 218 | 3.6333 | 0.69985 | kW
[6 empty] | 438 | 13110 | 218.5 | 3.6417 | 0.69969 | kW
[6 empty] | 439 | 13140 | 219 | 3.65 | 0.69954 | kW
[6 empty] | 440 | 13170 | 219.5 | 3.6583 | 0.69938 | kW
[6 empty] | 441 | 13200 | 220 | 3.6667 | 0.69922 | kW
[6 empty] | 442 | 13230 | 220.5 | 3.675 | 0.69906 | kW
[6 empty] | 443 | 13260 | 221 | 3.6833 | 0.69891 | kW
[6 empty] | 444 | 13290 | 221.5 | 3.6917 | 0.69875 | kW
[6 empty] | 445 | 13320 | 222 | 3.7 | 0.69859 | kW
[6 empty] | 446 | 13350 | 222.5 | 3.7083 | 0.69843 | kW
[6 empty] | 447 | 13380 | 223 | 3.7167 | 0.69828 | kW
[6 empty] | 448 | 13410 | 223.5 | 3.725 | 0.69812 | kW
[6 empty] | 449 | 13440 | 224 | 3.7333 | 0.69796 | kW
[6 empty] | 450 | 13470 | 224.5 | 3.7417 | 0.6978 | kW
[6 empty] | 451 | 13500 | 225 | 3.75 | 0.69765 | kW
[6 empty] | 452 | 13530 | 225.5 | 3.7583 | 0.69749 | kW
[6 empty] | 453 | 13560 | 226 | 3.7667 | 0.69733 | kW
[6 empty] | 454 | 13590 | 226.5 | 3.775 | 0.69717 | kW
[6 empty] | 455 | 13620 | 227 | 3.7833 | 0.69702 | kW
[6 empty] | 456 | 13650 | 227.5 | 3.7917 | 0.69686 | kW
[6 empty] | 457 | 13680 | 228 | 3.8 | 0.6967 | kW
[6 empty] | 458 | 13710 | 228.5 | 3.8083 | 0.69654 | kW
[6 empty] | 459 | 13740 | 229 | 3.8167 | 0.69639 | kW
[6 empty] | 460 | 13770 | 229.5 | 3.825 | 0.69623 | kW
[6 empty] | 461 | 13800 | 230 | 3.8333 | 0.69607 | kW
[6 empty] | 462 | 13830 | 230.5 | 3.8417 | 0.69591 | kW
[6 empty] | 463 | 13860 | 231 | 3.85 | 0.69576 | kW
[6 empty] | 464 | 13890 | 231.5 | 3.8583 | 0.6956 | kW
[6 empty] | 465 | 13920 | 232 | 3.8667 | 0.69544 | kW
[6 empty] | 466 | 13950 | 232.5 | 3.875 | 0.69528 | kW
[6 empty] | 467 | 13980 | 233 | 3.8833 | 0.69513 | kW
[6 empty] | 468 | 14010 | 233.5 | 3.8917 | 0.69497 | kW
[6 empty] | 469 | 14040 | 234 | 3.9 | 0.69481 | kW
[6 empty] | 470 | 14070 | 234.5 | 3.9083 | 0.69465 | kW
[6 empty] | 471 | 14100 | 235 | 3.9167 | 0.6945 | kW
[6 empty] | 472 | 14130 | 235.5 | 3.925 | 0.69434 | kW
[6 empty] | 473 | 14160 | 236 | 3.9333 | 0.69418 | kW
[6 empty] | 474 | 14190 | 236.5 | 3.9417 | 0.69402 | kW
[6 empty] | 475 | 14220 | 237 | 3.95 | 0.69387 | kW
[6 empty] | 476 | 14250 | 237.5 | 3.9583 | 0.69371 | kW
[6 empty] | 477 | 14280 | 238 | 3.9667 | 0.69355 | kW
[6 empty] | 478 | 14310 | 238.5 | 3.975 | 0.69339 | kW
[6 empty] | 479 | 14340 | 239 | 3.9833 | 0.69324 | kW
[6 empty] | 480 | 14370 | 239.5 | 3.9917 | 0.69308 | kW
[6 empty] | 481 | 14400 | 240 | 4 | 0.69305 | kW
[6 empty] | 482 | 14430 | 240.5 | 4.0083 | 0.69314 | kW
[6 empty] | 483 | 14460 | 241 | 4.0167 | 0.69323 | kW
[6 empty] | 484 | 14490 | 241.5 | 4.025 | 0.69333 | kW
[6 empty] | 485 | 14520 | 242 | 4.0333 | 0.69342 | kW
[6 empty] | 486 | 14550 | 242.5 | 4.0417 | 0.69352 | kW
[6 empty] | 487 | 14580 | 243 | 4.05 | 0.69361 | kW
[6 empty] | 488 | 14610 | 243.5 | 4.0583 | 0.6937 | kW
[6 empty] | 489 | 14640 | 244 | 4.0667 | 0.6938 | kW
[6 empty] | 490 | 14670 | 244.5 | 4.075 | 0.69389 | kW
[6 empty] | 491 | 14700 | 245 | 4.0833 | 0.69398 | kW
[6 empty] | 492 | 14730 | 245.5 | 4.0917 | 0.69408 | kW
[6 empty] | 493 | 14760 | 246 | 4.1 | 0.69417 | kW
[6 empty] | 494 | 14790 | 246.5 | 4.1083 | 0.69427 | kW
[6 empty] | 495 | 14820 | 247 | 4.1167 | 0.69436 | kW
[6 empty] | 496 | 14850 | 247.5 | 4.125 | 0.69445 | kW
[6 empty] | 497 | 14880 | 248 | 4.1333 | 0.69455 | kW
[6 empty] | 498 | 14910 | 248.5 | 4.1417 | 0.69464 | kW
[6 empty] | 499 | 14940 | 249 | 4.15 | 0.69473 | kW
[6 empty] | 500 | 14970 | 249.5 | 4.1583 | 0.69483 | kW
[6 empty] | 501 | 15000 | 250 | 4.1667 | 0.69492 | kW
[6 empty] | 502 | 15030 | 250.5 | 4.175 | 0.69502 | kW
[6 empty] | 503 | 15060 | 251 | 4.1833 | 0.69511 | kW
[6 empty] | 504 | 15090 | 251.5 | 4.1917 | 0.6952 | kW
[6 empty] | 505 | 15120 | 252 | 4.2 | 0.6953 | kW
[6 empty] | 506 | 15150 | 252.5 | 4.2083 | 0.69539 | kW
[6 empty] | 507 | 15180 | 253 | 4.2167 | 0.69548 | kW
[6 empty] | 508 | 15210 | 253.5 | 4.225 | 0.69558 | kW
[6 empty] | 509 | 15240 | 254 | 4.2333 | 0.69567 | kW
[6 empty] | 510 | 15270 | 254.5 | 4.2417 | 0.69577 | kW
[6 empty] | 511 | 15300 | 255 | 4.25 | 0.69586 | kW
[6 empty] | 512 | 15330 | 255.5 | 4.2583 | 0.69595 | kW
[6 empty] | 513 | 15360 | 256 | 4.2667 | 0.69605 | kW
[6 empty] | 514 | 15390 | 256.5 | 4.275 | 0.69614 | kW
[6 empty] | 515 | 15420 | 257 | 4.2833 | 0.69623 | kW
[6 empty] | 516 | 15450 | 257.5 | 4.2917 | 0.69633 | kW
[6 empty] | 517 | 15480 | 258 | 4.3 | 0.69642 | kW
[6 empty] | 518 | 15510 | 258.5 | 4.3083 | 0.69652 | kW
[6 empty] | 519 | 15540 | 259 | 4.3167 | 0.69661 | kW
[6 empty] | 520 | 15570 | 259.5 | 4.325 | 0.6967 | kW
[6 empty] | 521 | 15600 | 260 | 4.3333 | 0.6968 | kW
[6 empty] | 522 | 15630 | 260.5 | 4.3417 | 0.69689 | kW
[6 empty] | 523 | 15660 | 261 | 4.35 | 0.69698 | kW
[6 empty] | 524 | 15690 | 261.5 | 4.3583 | 0.69708 | kW
[6 empty] | 525 | 15720 | 262 | 4.3667 | 0.69717 | kW
[6 empty] | 526 | 15750 | 262.5 | 4.375 | 0.69727 | kW
[6 empty] | 527 | 15780 | 263 | 4.3833 | 0.69736 | kW
[6 empty] | 528 | 15810 | 263.5 | 4.3917 | 0.69745 | kW
[6 empty] | 529 | 15840 | 264 | 4.4 | 0.69755 | kW
[6 empty] | 530 | 15870 | 264.5 | 4.4083 | 0.69764 | kW
[6 empty] | 531 | 15900 | 265 | 4.4167 | 0.69773 | kW
[6 empty] | 532 | 15930 | 265.5 | 4.425 | 0.69783 | kW
[6 empty] | 533 | 15960 | 266 | 4.4333 | 0.69792 | kW
[6 empty] | 534 | 15990 | 266.5 | 4.4417 | 0.69802 | kW
[6 empty] | 535 | 16020 | 267 | 4.45 | 0.69811 | kW
[6 empty] | 536 | 16050 | 267.5 | 4.4583 | 0.6982 | kW
[6 empty] | 537 | 16080 | 268 | 4.4667 | 0.6983 | kW
[6 empty] | 538 | 16110 | 268.5 | 4.475 | 0.69839 | kW
[6 empty] | 539 | 16140 | 269 | 4.4833 | 0.69848 | kW
[6 empty] | 540 | 16170 | 269.5 | 4.4917 | 0.69858 | kW
[6 empty] | 541 | 16200 | 270 | 4.5 | 0.69867 | kW
[6 empty] | 542 | 16230 | 270.5 | 4.5083 | 0.69877 | kW
[6 empty] | 543 | 16260 | 271 | 4.5167 | 0.69886 | kW
[6 empty] | 544 | 16290 | 271.5 | 4.525 | 0.69895 | kW
[6 empty] | 545 | 16320 | 272 | 4.5333 | 0.69905 | kW
[6 empty] | 546 | 16350 | 272.5 | 4.5417 | 0.69914 | kW
[6 empty] | 547 | 16380 | 273 | 4.55 | 0.69923 | kW
[6 empty] | 548 | 16410 | 273.5 | 4.5583 | 0.69933 | kW
[6 empty] | 549 | 16440 | 274 | 4.5667 | 0.69942 | kW
[6 empty] | 550 | 16470 | 274.5 | 4.575 | 0.69952 | kW
[6 empty] | 551 | 16500 | 275 | 4.5833 | 0.69961 | kW
[6 empty] | 552 | 16530 | 275.5 | 4.5917 | 0.6997 | kW
[6 empty] | 553 | 16560 | 276 | 4.6 | 0.6998 | kW
[6 empty] | 554 | 16590 | 276.5 | 4.6083 | 0.69989 | kW
[6 empty] | 555 | 16620 | 277 | 4.6167 | 0.69998 | kW
[6 empty] | 556 | 16650 | 277.5 | 4.625 | 0.70008 | kW
[6 empty] | 557 | 16680 | 278 | 4.6333 | 0.70017 | kW
[6 empty] | 558 | 16710 | 278.5 | 4.6417 | 0.70027 | kW
[6 empty] | 559 | 16740 | 279 | 4.65 | 0.70036 | kW
[6 empty] | 560 | 16770 | 279.5 | 4.6583 | 0.70045 | kW
[6 empty] | 561 | 16800 | 280 | 4.6667 | 0.70055 | kW
[6 empty] | 562 | 16830 | 280.5 | 4.675 | 0.70064 | kW
[6 empty] | 563 | 16860 | 281 | 4.6833 | 0.70073 | kW
[6 empty] | 564 | 16890 | 281.5 | 4.6917 | 0.70083 | kW
[6 empty] | 565 | 16920 | 282 | 4.7 | 0.70092 | kW
[6 empty] | 566 | 16950 | 282.5 | 4.7083 | 0.70102 | kW
[6 empty] | 567 | 16980 | 283 | 4.7167 | 0.70111 | kW
[6 empty] | 568 | 17010 | 283.5 | 4.725 | 0.7012 | kW
[6 empty] | 569 | 17040 | 284 | 4.7333 | 0.7013 | kW
[6 empty] | 570 | 17070 | 284.5 | 4.7417 | 0.70139 | kW
[6 empty] | 571 | 17100 | 285 | 4.75 | 0.70148 | kW
[6 empty] | 572 | 17130 | 285.5 | 4.7583 | 0.70158 | kW
[6 empty] | 573 | 17160 | 286 | 4.7667 | 0.70167 | kW
[6 empty] | 574 | 17190 | 286.5 | 4.775 | 0.70177 | kW
[6 empty] | 575 | 17220 | 287 | 4.7833 | 0.70186 | kW
[6 empty] | 576 | 17250 | 287.5 | 4.7917 | 0.70195 | kW
[6 empty] | 577 | 17280 | 288 | 4.8 | 0.70205 | kW
[6 empty] | 578 | 17310 | 288.5 | 4.8083 | 0.70214 | kW
[6 empty] | 579 | 17340 | 289 | 4.8167 | 0.70223 | kW
[6 empty] | 580 | 17370 | 289.5 | 4.825 | 0.70233 | kW
[6 empty] | 581 | 17400 | 290 | 4.8333 | 0.70242 | kW
[6 empty] | 582 | 17430 | 290.5 | 4.8417 | 0.70252 | kW
[6 empty] | 583 | 17460 | 291 | 4.85 | 0.70261 | kW
[6 empty] | 584 | 17490 | 291.5 | 4.8583 | 0.7027 | kW
[6 empty] | 585 | 17520 | 292 | 4.8667 | 0.7028 | kW
[6 empty] | 586 | 17550 | 292.5 | 4.875 | 0.70289 | kW
[6 empty] | 587 | 17580 | 293 | 4.8833 | 0.70298 | kW
[6 empty] | 588 | 17610 | 293.5 | 4.8917 | 0.70308 | kW
[6 empty] | 589 | 17640 | 294 | 4.9 | 0.70317 | kW
[6 empty] | 590 | 17670 | 294.5 | 4.9083 | 0.70327 | kW
[6 empty] | 591 | 17700 | 295 | 4.9167 | 0.70336 | kW
[6 empty] | 592 | 17730 | 295.5 | 4.925 | 0.70345 | kW
[6 empty] | 593 | 17760 | 296 | 4.9333 | 0.70355 | kW
[6 empty] | 594 | 17790 | 296.5 | 4.9417 | 0.70364 | kW
[6 empty] | 595 | 17820 | 297 | 4.95 | 0.70373 | kW
[6 empty] | 596 | 17850 | 297.5 | 4.9583 | 0.70383 | kW
[6 empty] | 597 | 17880 | 298 | 4.9667 | 0.70392 | kW
[6 empty] | 598 | 17910 | 298.5 | 4.975 | 0.70402 | kW
[6 empty] | 599 | 17940 | 299 | 4.9833 | 0.70411 | kW
[6 empty] | 600 | 17970 | 299.5 | 4.9917 | 0.70444 | kW
[6 empty] | 601 | 18000 | 300 | 5 | 0.70496 | kW
[6 empty] | 602 | 18030 | 300.5 | 5.0083 | 0.70602 | kW
[6 empty] | 603 | 18060 | 301 | 5.0167 | 0.70716 | kW
[6 empty] | 604 | 18090 | 301.5 | 5.025 | 0.70877 | kW
[6 empty] | 605 | 18120 | 302 | 5.0333 | 0.71053 | kW
[6 empty] | 606 | 18150 | 302.5 | 5.0417 | 0.71168 | kW
[6 empty] | 607 | 18180 | 303 | 5.05 | 0.71245 | kW
[6 empty] | 608 | 18210 | 303.5 | 5.0583 | 0.71409 | kW
[6 empty] | 609 | 18240 | 304 | 5.0667 | 0.71494 | kW
[6 empty] | 610 | 18270 | 304.5 | 5.075 | 0.71571 | kW
[6 empty] | 611 | 18300 | 305 | 5.0833 | 0.7167 | kW
[6 empty] | 612 | 18330 | 305.5 | 5.0917 | 0.71796 | kW
[6 empty] | 613 | 18360 | 306 | 5.1 | 0.71899 | kW
[6 empty] | 614 | 18390 | 306.5 | 5.1083 | 0.72002 | kW
[6 empty] | 615 | 18420 | 307 | 5.1167 | 0.72133 | kW
[6 empty] | 616 | 18450 | 307.5 | 5.125 | 0.72247 | kW
[6 empty] | 617 | 18480 | 308 | 5.1333 | 0.72359 | kW
[6 empty] | 618 | 18510 | 308.5 | 5.1417 | 0.72471 | kW
[6 empty] | 619 | 18540 | 309 | 5.15 | 0.72583 | kW
[6 empty] | 620 | 18570 | 309.5 | 5.1583 | 0.72695 | kW
[6 empty] | 621 | 18600 | 310 | 5.1667 | 0.72819 | kW
[6 empty] | 622 | 18630 | 310.5 | 5.175 | 0.72938 | kW
[6 empty] | 623 | 18660 | 311 | 5.1833 | 0.73053 | kW
[6 empty] | 624 | 18690 | 311.5 | 5.1917 | 0.73167 | kW
[6 empty] | 625 | 18720 | 312 | 5.2 | 0.73282 | kW
[6 empty] | 626 | 18750 | 312.5 | 5.2083 | 0.73397 | kW
[6 empty] | 627 | 18780 | 313 | 5.2167 | 0.73512 | kW
[6 empty] | 628 | 18810 | 313.5 | 5.225 | 0.73627 | kW
[6 empty] | 629 | 18840 | 314 | 5.2333 | 0.73742 | kW
[6 empty] | 630 | 18870 | 314.5 | 5.2417 | 0.73856 | kW
[6 empty] | 631 | 18900 | 315 | 5.25 | 0.73972 | kW
[6 empty] | 632 | 18930 | 315.5 | 5.2583 | 0.74095 | kW
[6 empty] | 633 | 18960 | 316 | 5.2667 | 0.74211 | kW
[6 empty] | 634 | 18990 | 316.5 | 5.275 | 0.74327 | kW
[6 empty] | 635 | 19020 | 317 | 5.2833 | 0.74443 | kW
[6 empty] | 636 | 19050 | 317.5 | 5.2917 | 0.74558 | kW
[6 empty] | 637 | 19080 | 318 | 5.3 | 0.74674 | kW
[6 empty] | 638 | 19110 | 318.5 | 5.3083 | 0.7479 | kW
[6 empty] | 639 | 19140 | 319 | 5.3167 | 0.74906 | kW
[6 empty] | 640 | 19170 | 319.5 | 5.325 | 0.75021 | kW
[6 empty] | 641 | 19200 | 320 | 5.3333 | 0.75137 | kW
[6 empty] | 642 | 19230 | 320.5 | 5.3417 | 0.75253 | kW
[6 empty] | 643 | 19260 | 321 | 5.35 | 0.75369 | kW
[6 empty] | 644 | 19290 | 321.5 | 5.3583 | 0.75484 | kW
[6 empty] | 645 | 19320 | 322 | 5.3667 | 0.756 | kW
[6 empty] | 646 | 19350 | 322.5 | 5.375 | 0.75716 | kW
[6 empty] | 647 | 19380 | 323 | 5.3833 | 0.75832 | kW
[6 empty] | 648 | 19410 | 323.5 | 5.3917 | 0.75948 | kW
[6 empty] | 649 | 19440 | 324 | 5.4 | 0.76064 | kW
[6 empty] | 650 | 19470 | 324.5 | 5.4083 | 0.76184 | kW
[6 empty] | 651 | 19500 | 325 | 5.4167 | 0.763 | kW
[6 empty] | 652 | 19530 | 325.5 | 5.425 | 0.76416 | kW
[6 empty] | 653 | 19560 | 326 | 5.4333 | 0.76532 | kW
[6 empty] | 654 | 19590 | 326.5 | 5.4417 | 0.76648 | kW
[6 empty] | 655 | 19620 | 327 | 5.45 | 0.76764 | kW
[6 empty] | 656 | 19650 | 327.5 | 5.4583 | 0.7688 | kW
[6 empty] | 657 | 19680 | 328 | 5.4667 | 0.76996 | kW
[6 empty] | 658 | 19710 | 328.5 | 5.475 | 0.77112 | kW
[6 empty] | 659 | 19740 | 329 | 5.4833 | 0.77228 | kW
[6 empty] | 660 | 19770 | 329.5 | 5.4917 | 0.77345 | kW
[6 empty] | 661 | 19800 | 330 | 5.5 | 0.77461 | kW
[6 empty] | 662 | 19830 | 330.5 | 5.5083 | 0.77577 | kW
[6 empty] | 663 | 19860 | 331 | 5.5167 | 0.77693 | kW
[6 empty] | 664 | 19890 | 331.5 | 5.525 | 0.77809 | kW
[6 empty] | 665 | 19920 | 332 | 5.5333 | 0.77925 | kW
[6 empty] | 666 | 19950 | 332.5 | 5.5417 | 0.78041 | kW
[6 empty] | 667 | 19980 | 333 | 5.55 | 0.78157 | kW
[6 empty] | 668 | 20010 | 333.5 | 5.5583 | 0.78273 | kW
[6 empty] | 669 | 20040 | 334 | 5.5667 | 0.78389 | kW
[6 empty] | 670 | 20070 | 334.5 | 5.575 | 0.78505 | kW
[6 empty] | 671 | 20100 | 335 | 5.5833 | 0.78622 | kW
[6 empty] | 672 | 20130 | 335.5 | 5.5917 | 0.78738 | kW
[6 empty] | 673 | 20160 | 336 | 5.6 | 0.78854 | kW
[6 empty] | 674 | 20190 | 336.5 | 5.6083 | 0.7897 | kW
[6 empty] | 675 | 20220 | 337 | 5.6167 | 0.79086 | kW
[6 empty] | 676 | 20250 | 337.5 | 5.625 | 0.79202 | kW
[6 empty] | 677 | 20280 | 338 | 5.6333 | 0.79319 | kW
[6 empty] | 678 | 20310 | 338.5 | 5.6417 | 0.79436 | kW
[6 empty] | 679 | 20340 | 339 | 5.65 | 0.79552 | kW
[6 empty] | 680 | 20370 | 339.5 | 5.6583 | 0.79668 | kW
[6 empty] | 681 | 20400 | 340 | 5.6667 | 0.79784 | kW
[6 empty] | 682 | 20430 | 340.5 | 5.675 | 0.79901 | kW
[6 empty] | 683 | 20460 | 341 | 5.6833 | 0.80017 | kW
[6 empty] | 684 | 20490 | 341.5 | 5.6917 | 0.80133 | kW
[6 empty] | 685 | 20520 | 342 | 5.7 | 0.80249 | kW
[6 empty] | 686 | 20550 | 342.5 | 5.7083 | 0.80365 | kW
[6 empty] | 687 | 20580 | 343 | 5.7167 | 0.80482 | kW
[6 empty] | 688 | 20610 | 343.5 | 5.725 | 0.80598 | kW
[6 empty] | 689 | 20640 | 344 | 5.7333 | 0.80714 | kW
[6 empty] | 690 | 20670 | 344.5 | 5.7417 | 0.8083 | kW
[6 empty] | 691 | 20700 | 345 | 5.75 | 0.80946 | kW
[6 empty] | 692 | 20730 | 345.5 | 5.7583 | 0.81063 | kW
[6 empty] | 693 | 20760 | 346 | 5.7667 | 0.81179 | kW
[6 empty] | 694 | 20790 | 346.5 | 5.775 | 0.81295 | kW
[6 empty] | 695 | 20820 | 347 | 5.7833 | 0.81411 | kW
[6 empty] | 696 | 20850 | 347.5 | 5.7917 | 0.81527 | kW
[6 empty] | 697 | 20880 | 348 | 5.8 | 0.81644 | kW
[6 empty] | 698 | 20910 | 348.5 | 5.8083 | 0.8176 | kW
[6 empty] | 699 | 20940 | 349 | 5.8167 | 0.81876 | kW
[6 empty] | 700 | 20970 | 349.5 | 5.825 | 0.81992 | kW
[6 empty] | 701 | 21000 | 350 | 5.8333 | 0.82108 | kW
[6 empty] | 702 | 21030 | 350.5 | 5.8417 | 0.82224 | kW
[6 empty] | 703 | 21060 | 351 | 5.85 | 0.82341 | kW
[6 empty] | 704 | 21090 | 351.5 | 5.8583 | 0.82457 | kW
[6 empty] | 705 | 21120 | 352 | 5.8667 | 0.82573 | kW
[6 empty] | 706 | 21150 | 352.5 | 5.875 | 0.82689 | kW
[6 empty] | 707 | 21180 | 353 | 5.8833 | 0.82806 | kW
[6 empty] | 708 | 21210 | 353.5 | 5.8917 | 0.82922 | kW
[6 empty] | 709 | 21240 | 354 | 5.9 | 0.83038 | kW
[6 empty] | 710 | 21270 | 354.5 | 5.9083 | 0.83154 | kW
[6 empty] | 711 | 21300 | 355 | 5.9167 | 0.83271 | kW
[6 empty] | 712 | 21330 | 355.5 | 5.925 | 0.83387 | kW
[6 empty] | 713 | 21360 | 356 | 5.9333 | 0.83503 | kW
[6 empty] | 714 | 21390 | 356.5 | 5.9417 | 0.83619 | kW
[6 empty] | 715 | 21420 | 357 | 5.95 | 0.83742 | kW
[6 empty] | 716 | 21450 | 357.5 | 5.9583 | 0.83871 | kW
[6 empty] | 717 | 21480 | 358 | 5.9667 | 0.83996 | kW
[6 empty] | 718 | 21510 | 358.5 | 5.975 | 0.84122 | kW
[6 empty] | 719 | 21540 | 359 | 5.9833 | 0.84249 | kW
[6 empty] | 720 | 21570 | 359.5 | 5.9917 | 0.84377 | kW
[6 empty] | 721 | 21600 | 360 | 6 | 0.84864 | kW
[6 empty] | 722 | 21630 | 360.5 | 6.0083 | 0.85393 | kW
[6 empty] | 723 | 21660 | 361 | 6.0167 | 0.85987 | kW
[6 empty] | 724 | 21690 | 361.5 | 6.025 | 0.86606 | kW
[6 empty] | 725 | 21720 | 362 | 6.0333 | 0.87269 | kW
[6 empty] | 726 | 21750 | 362.5 | 6.0417 | 0.87919 | kW
[6 empty] | 727 | 21780 | 363 | 6.05 | 0.88578 | kW
[6 empty] | 728 | 21810 | 363.5 | 6.0583 | 0.89231 | kW
[6 empty] | 729 | 21840 | 364 | 6.0667 | 0.89882 | kW
[6 empty] | 730 | 21870 | 364.5 | 6.075 | 0.90531 | kW
[6 empty] | 731 | 21900 | 365 | 6.0833 | 0.9118 | kW
[6 empty] | 732 | 21930 | 365.5 | 6.0917 | 0.91829 | kW
[6 empty] | 733 | 21960 | 366 | 6.1 | 0.92477 | kW
[6 empty] | 734 | 21990 | 366.5 | 6.1083 | 0.93125 | kW
[6 empty] | 735 | 22020 | 367 | 6.1167 | 0.93772 | kW
[6 empty] | 736 | 22050 | 367.5 | 6.125 | 0.94425 | kW
[6 empty] | 737 | 22080 | 368 | 6.1333 | 0.95075 | kW
[6 empty] | 738 | 22110 | 368.5 | 6.1417 | 0.95725 | kW
[6 empty] | 739 | 22140 | 369 | 6.15 | 0.96373 | kW
[6 empty] | 740 | 22170 | 369.5 | 6.1583 | 0.9702 | kW
[6 empty] | 741 | 22200 | 370 | 6.1667 | 0.97666 | kW
[6 empty] | 742 | 22230 | 370.5 | 6.175 | 0.98311 | kW
[6 empty] | 743 | 22260 | 371 | 6.1833 | 0.9897 | kW
[6 empty] | 744 | 22290 | 371.5 | 6.1917 | 0.99618 | kW
[6 empty] | 745 | 22320 | 372 | 6.2 | 1.0027 | kW
[6 empty] | 746 | 22350 | 372.5 | 6.2083 | 1.0091 | kW
[6 empty] | 747 | 22380 | 373 | 6.2167 | 1.0156 | kW
[6 empty] | 748 | 22410 | 373.5 | 6.225 | 1.022 | kW
[6 empty] | 749 | 22440 | 374 | 6.2333 | 1.0285 | kW
[6 empty] | 750 | 22470 | 374.5 | 6.2417 | 1.035 | kW
[6 empty] | 751 | 22500 | 375 | 6.25 | 1.0415 | kW
[6 empty] | 752 | 22530 | 375.5 | 6.2583 | 1.048 | kW
[6 empty] | 753 | 22560 | 376 | 6.2667 | 1.0544 | kW
[6 empty] | 754 | 22590 | 376.5 | 6.275 | 1.0609 | kW
[6 empty] | 755 | 22620 | 377 | 6.2833 | 1.0673 | kW
[6 empty] | 756 | 22650 | 377.5 | 6.2917 | 1.0738 | kW
[6 empty] | 757 | 22680 | 378 | 6.3 | 1.0803 | kW
[6 empty] | 758 | 22710 | 378.5 | 6.3083 | 1.0868 | kW
[6 empty] | 759 | 22740 | 379 | 6.3167 | 1.0932 | kW
[6 empty] | 760 | 22770 | 379.5 | 6.325 | 1.0997 | kW
[6 empty] | 761 | 22800 | 380 | 6.3333 | 1.1062 | kW
[6 empty] | 762 | 22830 | 380.5 | 6.3417 | 1.1127 | kW
[6 empty] | 763 | 22860 | 381 | 6.35 | 1.1191 | kW
[6 empty] | 764 | 22890 | 381.5 | 6.3583 | 1.1256 | kW
[6 empty] | 765 | 22920 | 382 | 6.3667 | 1.1321 | kW
[6 empty] | 766 | 22950 | 382.5 | 6.375 | 1.1386 | kW
[6 empty] | 767 | 22980 | 383 | 6.3833 | 1.145 | kW
[6 empty] | 768 | 23010 | 383.5 | 6.3917 | 1.1515 | kW
[6 empty] | 769 | 23040 | 384 | 6.4 | 1.158 | kW
[6 empty] | 770 | 23070 | 384.5 | 6.4083 | 1.1645 | kW
[6 empty] | 771 | 23100 | 385 | 6.4167 | 1.171 | kW
[6 empty] | 772 | 23130 | 385.5 | 6.425 | 1.1774 | kW
[6 empty] | 773 | 23160 | 386 | 6.4333 | 1.1839 | kW
[6 empty] | 774 | 23190 | 386.5 | 6.4417 | 1.1904 | kW
[6 empty] | 775 | 23220 | 387 | 6.45 | 1.1969 | kW
[6 empty] | 776 | 23250 | 387.5 | 6.4583 | 1.2034 | kW
[6 empty] | 777 | 23280 | 388 | 6.4667 | 1.2099 | kW
[6 empty] | 778 | 23310 | 388.5 | 6.475 | 1.2163 | kW
[6 empty] | 779 | 23340 | 389 | 6.4833 | 1.2228 | kW
[6 empty] | 780 | 23370 | 389.5 | 6.4917 | 1.2293 | kW
[6 empty] | 781 | 23400 | 390 | 6.5 | 1.2357 | kW
[6 empty] | 782 | 23430 | 390.5 | 6.5083 | 1.2422 | kW
[6 empty] | 783 | 23460 | 391 | 6.5167 | 1.2487 | kW
[6 empty] | 784 | 23490 | 391.5 | 6.525 | 1.2552 | kW
[6 empty] | 785 | 23520 | 392 | 6.5333 | 1.2617 | kW
[6 empty] | 786 | 23550 | 392.5 | 6.5417 | 1.2681 | kW
[6 empty] | 787 | 23580 | 393 | 6.55 | 1.2746 | kW
[6 empty] | 788 | 23610 | 393.5 | 6.5583 | 1.2811 | kW
[6 empty] | 789 | 23640 | 394 | 6.5667 | 1.2876 | kW
[6 empty] | 790 | 23670 | 394.5 | 6.575 | 1.2941 | kW
[6 empty] | 791 | 23700 | 395 | 6.5833 | 1.3006 | kW
[6 empty] | 792 | 23730 | 395.5 | 6.5917 | 1.307 | kW
[6 empty] | 793 | 23760 | 396 | 6.6 | 1.3135 | kW
[6 empty] | 794 | 23790 | 396.5 | 6.6083 | 1.32 | kW
[6 empty] | 795 | 23820 | 397 | 6.6167 | 1.3265 | kW
[6 empty] | 796 | 23850 | 397.5 | 6.625 | 1.333 | kW
[6 empty] | 797 | 23880 | 398 | 6.6333 | 1.3395 | kW
[6 empty] | 798 | 23910 | 398.5 | 6.6417 | 1.3459 | kW
[6 empty] | 799 | 23940 | 399 | 6.65 | 1.3524 | kW
[6 empty] | 800 | 23970 | 399.5 | 6.6583 | 1.3589 | kW
[6 empty] | 801 | 24000 | 400 | 6.6667 | 1.3654 | kW
[6 empty] | 802 | 24030 | 400.5 | 6.675 | 1.3718 | kW
[6 empty] | 803 | 24060 | 401 | 6.6833 | 1.3783 | kW
[6 empty] | 804 | 24090 | 401.5 | 6.6917 | 1.3848 | kW
[6 empty] | 805 | 24120 | 402 | 6.7 | 1.3913 | kW
[6 empty] | 806 | 24150 | 402.5 | 6.7083 | 1.3978 | kW
[6 empty] | 807 | 24180 | 403 | 6.7167 | 1.4043 | kW
[6 empty] | 808 | 24210 | 403.5 | 6.725 | 1.4107 | kW
[6 empty] | 809 | 24240 | 404 | 6.7333 | 1.4172 | kW
[6 empty] | 810 | 24270 | 404.5 | 6.7417 | 1.4237 | kW
[6 empty] | 811 | 24300 | 405 | 6.75 | 1.4302 | kW
[6 empty] | 812 | 24330 | 405.5 | 6.7583 | 1.4367 | kW
[6 empty] | 813 | 24360 | 406 | 6.7667 | 1.4431 | kW
[6 empty] | 814 | 24390 | 406.5 | 6.775 | 1.4496 | kW
[6 empty] | 815 | 24420 | 407 | 6.7833 | 1.4561 | kW
[6 empty] | 816 | 24450 | 407.5 | 6.7917 | 1.4626 | kW
[6 empty] | 817 | 24480 | 408 | 6.8 | 1.4691 | kW
[6 empty] | 818 | 24510 | 408.5 | 6.8083 | 1.4755 | kW
[6 empty] | 819 | 24540 | 409 | 6.8167 | 1.482 | kW
[6 empty] | 820 | 24570 | 409.5 | 6.825 | 1.4885 | kW
[6 empty] | 821 | 24600 | 410 | 6.8333 | 1.495 | kW
[6 empty] | 822 | 24630 | 410.5 | 6.8417 | 1.5015 | kW
[6 empty] | 823 | 24660 | 411 | 6.85 | 1.5079 | kW
[6 empty] | 824 | 24690 | 411.5 | 6.8583 | 1.5144 | kW
[6 empty] | 825 | 24720 | 412 | 6.8667 | 1.5209 | kW
[6 empty] | 826 | 24750 | 412.5 | 6.875 | 1.5274 | kW
[6 empty] | 827 | 24780 | 413 | 6.8833 | 1.5339 | kW
[6 empty] | 828 | 24810 | 413.5 | 6.8917 | 1.5404 | kW
[6 empty] | 829 | 24840 | 414 | 6.9 | 1.5468 | kW
[6 empty] | 830 | 24870 | 414.5 | 6.9083 | 1.5533 | kW
[6 empty] | 831 | 24900 | 415 | 6.9167 | 1.5598 | kW
[6 empty] | 832 | 24930 | 415.5 | 6.925 | 1.5663 | kW
[6 empty] | 833 | 24960 | 416 | 6.9333 | 1.5728 | kW
[6 empty] | 834 | 24990 | 416.5 | 6.9417 | 1.5792 | kW
[6 empty] | 835 | 25020 | 417 | 6.95 | 1.5857 | kW
[6 empty] | 836 | 25050 | 417.5 | 6.9583 | 1.5922 | kW
[6 empty] | 837 | 25080 | 418 | 6.9667 | 1.5987 | kW
[6 empty] | 838 | 25110 | 418.5 | 6.975 | 1.6052 | kW
[6 empty] | 839 | 25140 | 419 | 6.9833 | 1.6116 | kW
[6 empty] | 840 | 25170 | 419.5 | 6.9917 | 1.6181 | kW
[6 empty] | 841 | 25200 | 420 | 7 | 1.6243 | kW
[6 empty] | 842 | 25230 | 420.5 | 7.0083 | 1.6302 | kW
[6 empty] | 843 | 25260 | 421 | 7.0167 | 1.6361 | kW
[6 empty] | 844 | 25290 | 421.5 | 7.025 | 1.642 | kW
[6 empty] | 845 | 25320 | 422 | 7.0333 | 1.6479 | kW
[6 empty] | 846 | 25350 | 422.5 | 7.0417 | 1.6538 | kW
[6 empty] | 847 | 25380 | 423 | 7.05 | 1.6597 | kW
[6 empty] | 848 | 25410 | 423.5 | 7.0583 | 1.6656 | kW
[6 empty] | 849 | 25440 | 424 | 7.0667 | 1.6715 | kW
[6 empty] | 850 | 25470 | 424.5 | 7.075 | 1.6774 | kW
[6 empty] | 851 | 25500 | 425 | 7.0833 | 1.6833 | kW
[6 empty] | 852 | 25530 | 425.5 | 7.0917 | 1.6892 | kW
[6 empty] | 853 | 25560 | 426 | 7.1 | 1.6951 | kW
[6 empty] | 854 | 25590 | 426.5 | 7.1083 | 1.701 | kW
[6 empty] | 855 | 25620 | 427 | 7.1167 | 1.7069 | kW
[6 empty] | 856 | 25650 | 427.5 | 7.125 | 1.7128 | kW
[6 empty] | 857 | 25680 | 428 | 7.1333 | 1.7187 | kW
[6 empty] | 858 | 25710 | 428.5 | 7.1417 | 1.7246 | kW
[6 empty] | 859 | 25740 | 429 | 7.15 | 1.7305 | kW
[6 empty] | 860 | 25770 | 429.5 | 7.1583 | 1.7364 | kW
[6 empty] | 861 | 25800 | 430 | 7.1667 | 1.7423 | kW
[6 empty] | 862 | 25830 | 430.5 | 7.175 | 1.7482 | kW
[6 empty] | 863 | 25860 | 431 | 7.1833 | 1.7541 | kW
[6 empty] | 864 | 25890 | 431.5 | 7.1917 | 1.76 | kW
[6 empty] | 865 | 25920 | 432 | 7.2 | 1.7659 | kW
[6 empty] | 866 | 25950 | 432.5 | 7.2083 | 1.7718 | kW
[6 empty] | 867 | 25980 | 433 | 7.2167 | 1.7777 | kW
[6 empty] | 868 | 26010 | 433.5 | 7.225 | 1.7836 | kW
[6 empty] | 869 | 26040 | 434 | 7.2333 | 1.7895 | kW
[6 empty] | 870 | 26070 | 434.5 | 7.2417 | 1.7954 | kW
[6 empty] | 871 | 26100 | 435 | 7.25 | 1.8013 | kW
[6 empty] | 872 | 26130 | 435.5 | 7.2583 | 1.8072 | kW
[6 empty] | 873 | 26160 | 436 | 7.2667 | 1.8131 | kW
[6 empty] | 874 | 26190 | 436.5 | 7.275 | 1.819 | kW
[6 empty] | 875 | 26220 | 437 | 7.2833 | 1.8249 | kW
[6 empty] | 876 | 26250 | 437.5 | 7.2917 | 1.8308 | kW
[6 empty] | 877 | 26280 | 438 | 7.3 | 1.8367 | kW
[6 empty] | 878 | 26310 | 438.5 | 7.3083 | 1.8426 | kW
[6 empty] | 879 | 26340 | 439 | 7.3167 | 1.8485 | kW
[6 empty] | 880 | 26370 | 439.5 | 7.325 | 1.8544 | kW
[6 empty] | 881 | 26400 | 440 | 7.3333 | 1.8602 | kW
[6 empty] | 882 | 26430 | 440.5 | 7.3417 | 1.8661 | kW
[6 empty] | 883 | 26460 | 441 | 7.35 | 1.872 | kW
[6 empty] | 884 | 26490 | 441.5 | 7.3583 | 1.8779 | kW
[6 empty] | 885 | 26520 | 442 | 7.3667 | 1.8838 | kW
[6 empty] | 886 | 26550 | 442.5 | 7.375 | 1.8897 | kW
[6 empty] | 887 | 26580 | 443 | 7.3833 | 1.8956 | kW
[6 empty] | 888 | 26610 | 443.5 | 7.3917 | 1.9015 | kW
[6 empty] | 889 | 26640 | 444 | 7.4 | 1.9074 | kW
[6 empty] | 890 | 26670 | 444.5 | 7.4083 | 1.9133 | kW
[6 empty] | 891 | 26700 | 445 | 7.4167 | 1.9192 | kW
[6 empty] | 892 | 26730 | 445.5 | 7.425 | 1.9251 | kW
[6 empty] | 893 | 26760 | 446 | 7.4333 | 1.931 | kW
[6 empty] | 894 | 26790 | 446.5 | 7.4417 | 1.9369 | kW
[6 empty] | 895 | 26820 | 447 | 7.45 | 1.9428 | kW
[6 empty] | 896 | 26850 | 447.5 | 7.4583 | 1.9487 | kW
[6 empty] | 897 | 26880 | 448 | 7.4667 | 1.9546 | kW
[6 empty] | 898 | 26910 | 448.5 | 7.475 | 1.9605 | kW
[6 empty] | 899 | 26940 | 449 | 7.4833 | 1.9664 | kW
[6 empty] | 900 | 26970 | 449.5 | 7.4917 | 1.9723 | kW
[6 empty] | 901 | 27000 | 450 | 7.5 | 1.9782 | kW
[6 empty] | 902 | 27030 | 450.5 | 7.5083 | 1.9841 | kW
[6 empty] | 903 | 27060 | 451 | 7.5167 | 1.99 | kW
[6 empty] | 904 | 27090 | 451.5 | 7.525 | 1.9959 | kW
[6 empty] | 905 | 27120 | 452 | 7.5333 | 2.0018 | kW
[6 empty] | 906 | 27150 | 452.5 | 7.5417 | 2.0077 | kW
[6 empty] | 907 | 27180 | 453 | 7.55 | 2.0136 | kW
[6 empty] | 908 | 27210 | 453.5 | 7.5583 | 2.0195 | kW
[6 empty] | 909 | 27240 | 454 | 7.5667 | 2.0254 | kW
[6 empty] | 910 | 27270 | 454.5 | 7.575 | 2.0313 | kW
[6 empty] | 911 | 27300 | 455 | 7.5833 | 2.0372 | kW
[6 empty] | 912 | 27330 | 455.5 | 7.5917 | 2.0431 | kW
[6 empty] | 913 | 27360 | 456 | 7.6 | 2.049 | kW
[6 empty] | 914 | 27390 | 456.5 | 7.6083 | 2.0549 | kW
[6 empty] | 915 | 27420 | 457 | 7.6167 | 2.0608 | kW
[6 empty] | 916 | 27450 | 457.5 | 7.625 | 2.0667 | kW
[6 empty] | 917 | 27480 | 458 | 7.6333 | 2.0726 | kW
[6 empty] | 918 | 27510 | 458.5 | 7.6417 | 2.0785 | kW
[6 empty] | 919 | 27540 | 459 | 7.65 | 2.0844 | kW
[6 empty] | 920 | 27570 | 459.5 | 7.6583 | 2.0903 | kW
[6 empty] | 921 | 27600 | 460 | 7.6667 | 2.0962 | kW
[6 empty] | 922 | 27630 | 460.5 | 7.675 | 2.1021 | kW
[6 empty] | 923 | 27660 | 461 | 7.6833 | 2.108 | kW
[6 empty] | 924 | 27690 | 461.5 | 7.6917 | 2.1139 | kW
[6 empty] | 925 | 27720 | 462 | 7.7 | 2.1198 | kW
[6 empty] | 926 | 27750 | 462.5 | 7.7083 | 2.1257 | kW
[6 empty] | 927 | 27780 | 463 | 7.7167 | 2.1316 | kW
[6 empty] | 928 | 27810 | 463.5 | 7.725 | 2.1375 | kW
[6 empty] | 929 | 27840 | 464 | 7.7333 | 2.1434 | kW
[6 empty] | 930 | 27870 | 464.5 | 7.7417 | 2.1493 | kW
[6 empty] | 931 | 27900 | 465 | 7.75 | 2.1552 | kW
[6 empty] | 932 | 27930 | 465.5 | 7.7583 | 2.1611 | kW
[6 empty] | 933 | 27960 | 466 | 7.7667 | 2.167 | kW
[6 empty] | 934 | 27990 | 466.5 | 7.775 | 2.1729 | kW
[6 empty] | 935 | 28020 | 467 | 7.7833 | 2.1788 | kW
[6 empty] | 936 | 28050 | 467.5 | 7.7917 | 2.1847 | kW
[6 empty] | 937 | 28080 | 468 | 7.8 | 2.1906 | kW
[6 empty] | 938 | 28110 | 468.5 | 7.8083 | 2.1965 | kW
[6 empty] | 939 | 28140 | 469 | 7.8167 | 2.2024 | kW
[6 empty] | 940 | 28170 | 469.5 | 7.825 | 2.2083 | kW
[6 empty] | 941 | 28200 | 470 | 7.8333 | 2.2142 | kW
[6 empty] | 942 | 28230 | 470.5 | 7.8417 | 2.2201 | kW
[6 empty] | 943 | 28260 | 471 | 7.85 | 2.226 | kW
[6 empty] | 944 | 28290 | 471.5 | 7.8583 | 2.2319 | kW
[6 empty] | 945 | 28320 | 472 | 7.8667 | 2.2378 | kW
[6 empty] | 946 | 28350 | 472.5 | 7.875 | 2.2437 | kW
[6 empty] | 947 | 28380 | 473 | 7.8833 | 2.2496 | kW
[6 empty] | 948 | 28410 | 473.5 | 7.8917 | 2.2555 | kW
[6 empty] | 949 | 28440 | 474 | 7.9 | 2.2614 | kW
[6 empty] | 950 | 28470 | 474.5 | 7.9083 | 2.2673 | kW
[6 empty] | 951 | 28500 | 475 | 7.9167 | 2.2732 | kW
[6 empty] | 952 | 28530 | 475.5 | 7.925 | 2.2791 | kW
[6 empty] | 953 | 28560 | 476 | 7.9333 | 2.285 | kW
[6 empty] | 954 | 28590 | 476.5 | 7.9417 | 2.2909 | kW
[6 empty] | 955 | 28620 | 477 | 7.95 | 2.2968 | kW
[6 empty] | 956 | 28650 | 477.5 | 7.9583 | 2.3027 | kW
[6 empty] | 957 | 28680 | 478 | 7.9667 | 2.3086 | kW
[6 empty] | 958 | 28710 | 478.5 | 7.975 | 2.3145 | kW
[6 empty] | 959 | 28740 | 479 | 7.9833 | 2.3204 | kW
[6 empty] | 960 | 28770 | 479.5 | 7.9917 | 2.326 | kW
[6 empty] | 961 | 28800 | 480 | 8 | 2.3293 | kW
[6 empty] | 962 | 28830 | 480.5 | 8.0083 | 2.3301 | kW
[6 empty] | 963 | 28860 | 481 | 8.0167 | 2.3313 | kW
[6 empty] | 964 | 28890 | 481.5 | 8.025 | 2.3323 | kW
[6 empty] | 965 | 28920 | 482 | 8.0333 | 2.3323 | kW
[6 empty] | 966 | 28950 | 482.5 | 8.0417 | 2.3337 | kW
[6 empty] | 967 | 28980 | 483 | 8.05 | 2.3339 | kW
[6 empty] | 968 | 29010 | 483.5 | 8.0583 | 2.3349 | kW
[6 empty] | 969 | 29040 | 484 | 8.0667 | 2.3366 | kW
[6 empty] | 970 | 29070 | 484.5 | 8.075 | 2.3366 | kW
[6 empty] | 971 | 29100 | 485 | 8.0833 | 2.3366 | kW
[6 empty] | 972 | 29130 | 485.5 | 8.0917 | 2.3366 | kW
[6 empty] | 973 | 29160 | 486 | 8.1 | 2.3392 | kW
[6 empty] | 974 | 29190 | 486.5 | 8.1083 | 2.3393 | kW
[6 empty] | 975 | 29220 | 487 | 8.1167 | 2.3393 | kW
[6 empty] | 976 | 29250 | 487.5 | 8.125 | 2.3393 | kW
[6 empty] | 977 | 29280 | 488 | 8.1333 | 2.3394 | kW
[6 empty] | 978 | 29310 | 488.5 | 8.1417 | 2.34 | kW
[6 empty] | 979 | 29340 | 489 | 8.15 | 2.3406 | kW
[6 empty] | 980 | 29370 | 489.5 | 8.1583 | 2.3412 | kW
[6 empty] | 981 | 29400 | 490 | 8.1667 | 2.3418 | kW
[6 empty] | 982 | 29430 | 490.5 | 8.175 | 2.3424 | kW
[6 empty] | 983 | 29460 | 491 | 8.1833 | 2.343 | kW
[6 empty] | 984 | 29490 | 491.5 | 8.1917 | 2.3437 | kW
[6 empty] | 985 | 29520 | 492 | 8.2 | 2.3443 | kW
[6 empty] | 986 | 29550 | 492.5 | 8.2083 | 2.3449 | kW
[6 empty] | 987 | 29580 | 493 | 8.2167 | 2.3455 | kW
[6 empty] | 988 | 29610 | 493.5 | 8.225 | 2.3461 | kW
[6 empty] | 989 | 29640 | 494 | 8.2333 | 2.3467 | kW
[6 empty] | 990 | 29670 | 494.5 | 8.2417 | 2.3473 | kW
[6 empty] | 991 | 29700 | 495 | 8.25 | 2.348 | kW
[6 empty] | 992 | 29730 | 495.5 | 8.2583 | 2.3486 | kW
[6 empty] | 993 | 29760 | 496 | 8.2667 | 2.3492 | kW
[6 empty] | 994 | 29790 | 496.5 | 8.275 | 2.3498 | kW
[6 empty] | 995 | 29820 | 497 | 8.2833 | 2.3504 | kW
[6 empty] | 996 | 29850 | 497.5 | 8.2917 | 2.351 | kW
[6 empty] | 997 | 29880 | 498 | 8.3 | 2.3516 | kW
[6 empty] | 998 | 29910 | 498.5 | 8.3083 | 2.3523 | kW
[6 empty] | 999 | 29940 | 499 | 8.3167 | 2.3529 | kW
[6 empty] | 1000 | 29970 | 499.5 | 8.325 | 2.3535 | kW
[6 empty] | 1001 | 30000 | 500 | 8.3333 | 2.3541 | kW
[6 empty] | 1002 | 30030 | 500.5 | 8.3417 | 2.3547 | kW
[6 empty] | 1003 | 30060 | 501 | 8.35 | 2.3553 | kW
[6 empty] | 1004 | 30090 | 501.5 | 8.3583 | 2.356 | kW
[6 empty] | 1005 | 30120 | 502 | 8.3667 | 2.3566 | kW
[6 empty] | 1006 | 30150 | 502.5 | 8.375 | 2.3572 | kW
[6 empty] | 1007 | 30180 | 503 | 8.3833 | 2.3578 | kW
[6 empty] | 1008 | 30210 | 503.5 | 8.3917 | 2.3584 | kW
[6 empty] | 1009 | 30240 | 504 | 8.4 | 2.359 | kW
[6 empty] | 1010 | 30270 | 504.5 | 8.4083 | 2.3596 | kW
[6 empty] | 1011 | 30300 | 505 | 8.4167 | 2.3603 | kW
[6 empty] | 1012 | 30330 | 505.5 | 8.425 | 2.3609 | kW
[6 empty] | 1013 | 30360 | 506 | 8.4333 | 2.3615 | kW
[6 empty] | 1014 | 30390 | 506.5 | 8.4417 | 2.3621 | kW
[6 empty] | 1015 | 30420 | 507 | 8.45 | 2.3627 | kW
[6 empty] | 1016 | 30450 | 507.5 | 8.4583 | 2.3633 | kW
[6 empty] | 1017 | 30480 | 508 | 8.4667 | 2.3639 | kW
[6 empty] | 1018 | 30510 | 508.5 | 8.475 | 2.3646 | kW
[6 empty] | 1019 | 30540 | 509 | 8.4833 | 2.3652 | kW
[6 empty] | 1020 | 30570 | 509.5 | 8.4917 | 2.3658 | kW
[6 empty] | 1021 | 30600 | 510 | 8.5 | 2.3664 | kW
[6 empty] | 1022 | 30630 | 510.5 | 8.5083 | 2.367 | kW
[6 empty] | 1023 | 30660 | 511 | 8.5167 | 2.3676 | kW
[6 empty] | 1024 | 30690 | 511.5 | 8.525 | 2.3683 | kW
[6 empty] | 1025 | 30720 | 512 | 8.5333 | 2.3689 | kW
[6 empty] | 1026 | 30750 | 512.5 | 8.5417 | 2.3695 | kW
[6 empty] | 1027 | 30780 | 513 | 8.55 | 2.3701 | kW
[6 empty] | 1028 | 30810 | 513.5 | 8.5583 | 2.3707 | kW
[6 empty] | 1029 | 30840 | 514 | 8.5667 | 2.3713 | kW
[6 empty] | 1030 | 30870 | 514.5 | 8.575 | 2.3719 | kW
[6 empty] | 1031 | 30900 | 515 | 8.5833 | 2.3726 | kW
[6 empty] | 1032 | 30930 | 515.5 | 8.5917 | 2.3732 | kW
[6 empty] | 1033 | 30960 | 516 | 8.6 | 2.3738 | kW
[6 empty] | 1034 | 30990 | 516.5 | 8.6083 | 2.3744 | kW
[6 empty] | 1035 | 31020 | 517 | 8.6167 | 2.375 | kW
[6 empty] | 1036 | 31050 | 517.5 | 8.625 | 2.3756 | kW
[6 empty] | 1037 | 31080 | 518 | 8.6333 | 2.3762 | kW
[6 empty] | 1038 | 31110 | 518.5 | 8.6417 | 2.3769 | kW
[6 empty] | 1039 | 31140 | 519 | 8.65 | 2.3775 | kW
[6 empty] | 1040 | 31170 | 519.5 | 8.6583 | 2.3781 | kW
[6 empty] | 1041 | 31200 | 520 | 8.6667 | 2.3787 | kW
[6 empty] | 1042 | 31230 | 520.5 | 8.675 | 2.3793 | kW
[6 empty] | 1043 | 31260 | 521 | 8.6833 | 2.3799 | kW
[6 empty] | 1044 | 31290 | 521.5 | 8.6917 | 2.3806 | kW
[6 empty] | 1045 | 31320 | 522 | 8.7 | 2.3812 | kW
[6 empty] | 1046 | 31350 | 522.5 | 8.7083 | 2.3818 | kW
[6 empty] | 1047 | 31380 | 523 | 8.7167 | 2.3824 | kW
[6 empty] | 1048 | 31410 | 523.5 | 8.725 | 2.383 | kW
[6 empty] | 1049 | 31440 | 524 | 8.7333 | 2.3836 | kW
[6 empty] | 1050 | 31470 | 524.5 | 8.7417 | 2.3842 | kW
[6 empty] | 1051 | 31500 | 525 | 8.75 | 2.3849 | kW
[6 empty] | 1052 | 31530 | 525.5 | 8.7583 | 2.3855 | kW
[6 empty] | 1053 | 31560 | 526 | 8.7667 | 2.3861 | kW
[6 empty] | 1054 | 31590 | 526.5 | 8.775 | 2.3867 | kW
[6 empty] | 1055 | 31620 | 527 | 8.7833 | 2.3873 | kW
[6 empty] | 1056 | 31650 | 527.5 | 8.7917 | 2.3879 | kW
[6 empty] | 1057 | 31680 | 528 | 8.8 | 2.3885 | kW
[6 empty] | 1058 | 31710 | 528.5 | 8.8083 | 2.3892 | kW
[6 empty] | 1059 | 31740 | 529 | 8.8167 | 2.3898 | kW
[6 empty] | 1060 | 31770 | 529.5 | 8.825 | 2.3904 | kW
[6 empty] | 1061 | 31800 | 530 | 8.8333 | 2.391 | kW
[6 empty] | 1062 | 31830 | 530.5 | 8.8417 | 2.3916 | kW
[6 empty] | 1063 | 31860 | 531 | 8.85 | 2.3922 | kW
[6 empty] | 1064 | 31890 | 531.5 | 8.8583 | 2.3929 | kW
[6 empty] | 1065 | 31920 | 532 | 8.8667 | 2.3935 | kW
[6 empty] | 1066 | 31950 | 532.5 | 8.875 | 2.3941 | kW
[6 empty] | 1067 | 31980 | 533 | 8.8833 | 2.3947 | kW
[6 empty] | 1068 | 32010 | 533.5 | 8.8917 | 2.3953 | kW
[6 empty] | 1069 | 32040 | 534 | 8.9 | 2.3959 | kW
[6 empty] | 1070 | 32070 | 534.5 | 8.9083 | 2.3965 | kW
[6 empty] | 1071 | 32100 | 535 | 8.9167 | 2.3972 | kW
[6 empty] | 1072 | 32130 | 535.5 | 8.925 | 2.3978 | kW
[6 empty] | 1073 | 32160 | 536 | 8.9333 | 2.3984 | kW
[6 empty] | 1074 | 32190 | 536.5 | 8.9417 | 2.399 | kW
[6 empty] | 1075 | 32220 | 537 | 8.95 | 2.3996 | kW
[6 empty] | 1076 | 32250 | 537.5 | 8.9583 | 2.4002 | kW
[6 empty] | 1077 | 32280 | 538 | 8.9667 | 2.4008 | kW
[6 empty] | 1078 | 32310 | 538.5 | 8.975 | 2.4015 | kW
[6 empty] | 1079 | 32340 | 539 | 8.9833 | 2.402 | kW
[6 empty] | 1080 | 32370 | 539.5 | 8.9917 | 2.4024 | kW
[6 empty] | 1081 | 32400 | 540 | 9 | 2.4022 | kW
[6 empty] | 1082 | 32430 | 540.5 | 9.0083 | 2.4007 | kW
[6 empty] | 1083 | 32460 | 541 | 9.0167 | 2.3991 | kW
[6 empty] | 1084 | 32490 | 541.5 | 9.025 | 2.3976 | kW
[6 empty] | 1085 | 32520 | 542 | 9.0333 | 2.396 | kW
[6 empty] | 1086 | 32550 | 542.5 | 9.0417 | 2.3945 | kW
[6 empty] | 1087 | 32580 | 543 | 9.05 | 2.393 | kW
[6 empty] | 1088 | 32610 | 543.5 | 9.0583 | 2.3914 | kW
[6 empty] | 1089 | 32640 | 544 | 9.0667 | 2.3899 | kW
[6 empty] | 1090 | 32670 | 544.5 | 9.075 | 2.3883 | kW
[6 empty] | 1091 | 32700 | 545 | 9.0833 | 2.3868 | kW
[6 empty] | 1092 | 32730 | 545.5 | 9.0917 | 2.3852 | kW
[6 empty] | 1093 | 32760 | 546 | 9.1 | 2.3837 | kW
[6 empty] | 1094 | 32790 | 546.5 | 9.1083 | 2.3821 | kW
[6 empty] | 1095 | 32820 | 547 | 9.1167 | 2.3806 | kW
[6 empty] | 1096 | 32850 | 547.5 | 9.125 | 2.3791 | kW
[6 empty] | 1097 | 32880 | 548 | 9.1333 | 2.3775 | kW
[6 empty] | 1098 | 32910 | 548.5 | 9.1417 | 2.376 | kW
[6 empty] | 1099 | 32940 | 549 | 9.15 | 2.3744 | kW
[6 empty] | 1100 | 32970 | 549.5 | 9.1583 | 2.3729 | kW
[6 empty] | 1101 | 33000 | 550 | 9.1667 | 2.3713 | kW
[6 empty] | 1102 | 33030 | 550.5 | 9.175 | 2.3698 | kW
[6 empty] | 1103 | 33060 | 551 | 9.1833 | 2.3682 | kW
[6 empty] | 1104 | 33090 | 551.5 | 9.1917 | 2.3667 | kW
[6 empty] | 1105 | 33120 | 552 | 9.2 | 2.3651 | kW
[6 empty] | 1106 | 33150 | 552.5 | 9.2083 | 2.3636 | kW
[6 empty] | 1107 | 33180 | 553 | 9.2167 | 2.3621 | kW
[6 empty] | 1108 | 33210 | 553.5 | 9.225 | 2.3605 | kW
[6 empty] | 1109 | 33240 | 554 | 9.2333 | 2.359 | kW
[6 empty] | 1110 | 33270 | 554.5 | 9.2417 | 2.3574 | kW
[6 empty] | 1111 | 33300 | 555 | 9.25 | 2.3559 | kW
[6 empty] | 1112 | 33330 | 555.5 | 9.2583 | 2.3543 | kW
[6 empty] | 1113 | 33360 | 556 | 9.2667 | 2.3528 | kW
[6 empty] | 1114 | 33390 | 556.5 | 9.275 | 2.3512 | kW
[6 empty] | 1115 | 33420 | 557 | 9.2833 | 2.3497 | kW
[6 empty] | 1116 | 33450 | 557.5 | 9.2917 | 2.3482 | kW
[6 empty] | 1117 | 33480 | 558 | 9.3 | 2.3466 | kW
[6 empty] | 1118 | 33510 | 558.5 | 9.3083 | 2.3451 | kW
[6 empty] | 1119 | 33540 | 559 | 9.3167 | 2.3435 | kW
[6 empty] | 1120 | 33570 | 559.5 | 9.325 | 2.342 | kW
[6 empty] | 1121 | 33600 | 560 | 9.3333 | 2.3404 | kW
[6 empty] | 1122 | 33630 | 560.5 | 9.3417 | 2.3389 | kW
[6 empty] | 1123 | 33660 | 561 | 9.35 | 2.3373 | kW
[6 empty] | 1124 | 33690 | 561.5 | 9.3583 | 2.3358 | kW
[6 empty] | 1125 | 33720 | 562 | 9.3667 | 2.3342 | kW
[6 empty] | 1126 | 33750 | 562.5 | 9.375 | 2.3327 | kW
[6 empty] | 1127 | 33780 | 563 | 9.3833 | 2.3312 | kW
[6 empty] | 1128 | 33810 | 563.5 | 9.3917 | 2.3296 | kW
[6 empty] | 1129 | 33840 | 564 | 9.4 | 2.3281 | kW
[6 empty] | 1130 | 33870 | 564.5 | 9.4083 | 2.3265 | kW
[6 empty] | 1131 | 33900 | 565 | 9.4167 | 2.325 | kW
[6 empty] | 1132 | 33930 | 565.5 | 9.425 | 2.3234 | kW
[6 empty] | 1133 | 33960 | 566 | 9.4333 | 2.3219 | kW
[6 empty] | 1134 | 33990 | 566.5 | 9.4417 | 2.3203 | kW
[6 empty] | 1135 | 34020 | 567 | 9.45 | 2.3188 | kW
[6 empty] | 1136 | 34050 | 567.5 | 9.4583 | 2.3173 | kW
[6 empty] | 1137 | 34080 | 568 | 9.4667 | 2.3157 | kW
[6 empty] | 1138 | 34110 | 568.5 | 9.475 | 2.3142 | kW
[6 empty] | 1139 | 34140 | 569 | 9.4833 | 2.3126 | kW
[6 empty] | 1140 | 34170 | 569.5 | 9.4917 | 2.3111 | kW
[6 empty] | 1141 | 34200 | 570 | 9.5 | 2.3095 | kW
[6 empty] | 1142 | 34230 | 570.5 | 9.5083 | 2.308 | kW
[6 empty] | 1143 | 34260 | 571 | 9.5167 | 2.3064 | kW
[6 empty] | 1144 | 34290 | 571.5 | 9.525 | 2.3049 | kW
[6 empty] | 1145 | 34320 | 572 | 9.5333 | 2.3033 | kW
[6 empty] | 1146 | 34350 | 572.5 | 9.5417 | 2.3018 | kW
[6 empty] | 1147 | 34380 | 573 | 9.55 | 2.3003 | kW
[6 empty] | 1148 | 34410 | 573.5 | 9.5583 | 2.2987 | kW
[6 empty] | 1149 | 34440 | 574 | 9.5667 | 2.2972 | kW
[6 empty] | 1150 | 34470 | 574.5 | 9.575 | 2.2956 | kW
[6 empty] | 1151 | 34500 | 575 | 9.5833 | 2.2941 | kW
[6 empty] | 1152 | 34530 | 575.5 | 9.5917 | 2.2925 | kW
[6 empty] | 1153 | 34560 | 576 | 9.6 | 2.291 | kW
[6 empty] | 1154 | 34590 | 576.5 | 9.6083 | 2.2894 | kW
[6 empty] | 1155 | 34620 | 577 | 9.6167 | 2.2879 | kW
[6 empty] | 1156 | 34650 | 577.5 | 9.625 | 2.2864 | kW
[6 empty] | 1157 | 34680 | 578 | 9.6333 | 2.2848 | kW
[6 empty] | 1158 | 34710 | 578.5 | 9.6417 | 2.2833 | kW
[6 empty] | 1159 | 34740 | 579 | 9.65 | 2.2817 | kW
[6 empty] | 1160 | 34770 | 579.5 | 9.6583 | 2.2802 | kW
[6 empty] | 1161 | 34800 | 580 | 9.6667 | 2.2786 | kW
[6 empty] | 1162 | 34830 | 580.5 | 9.675 | 2.2771 | kW
[6 empty] | 1163 | 34860 | 581 | 9.6833 | 2.2755 | kW
[6 empty] | 1164 | 34890 | 581.5 | 9.6917 | 2.274 | kW
[6 empty] | 1165 | 34920 | 582 | 9.7 | 2.2724 | kW
[6 empty] | 1166 | 34950 | 582.5 | 9.7083 | 2.2709 | kW
[6 empty] | 1167 | 34980 | 583 | 9.7167 | 2.2694 | kW
[6 empty] | 1168 | 35010 | 583.5 | 9.725 | 2.2678 | kW
[6 empty] | 1169 | 35040 | 584 | 9.7333 | 2.2663 | kW
[6 empty] | 1170 | 35070 | 584.5 | 9.7417 | 2.2647 | kW
[6 empty] | 1171 | 35100 | 585 | 9.75 | 2.2632 | kW
[6 empty] | 1172 | 35130 | 585.5 | 9.7583 | 2.2616 | kW
[6 empty] | 1173 | 35160 | 586 | 9.7667 | 2.2601 | kW
[6 empty] | 1174 | 35190 | 586.5 | 9.775 | 2.2585 | kW
[6 empty] | 1175 | 35220 | 587 | 9.7833 | 2.257 | kW
[6 empty] | 1176 | 35250 | 587.5 | 9.7917 | 2.2555 | kW
[6 empty] | 1177 | 35280 | 588 | 9.8 | 2.2539 | kW
[6 empty] | 1178 | 35310 | 588.5 | 9.8083 | 2.2524 | kW
[6 empty] | 1179 | 35340 | 589 | 9.8167 | 2.2508 | kW
[6 empty] | 1180 | 35370 | 589.5 | 9.825 | 2.2493 | kW
[6 empty] | 1181 | 35400 | 590 | 9.8333 | 2.2477 | kW
[6 empty] | 1182 | 35430 | 590.5 | 9.8417 | 2.2462 | kW
[6 empty] | 1183 | 35460 | 591 | 9.85 | 2.2446 | kW
[6 empty] | 1184 | 35490 | 591.5 | 9.8583 | 2.2431 | kW
[6 empty] | 1185 | 35520 | 592 | 9.8667 | 2.2415 | kW
[6 empty] | 1186 | 35550 | 592.5 | 9.875 | 2.24 | kW
[6 empty] | 1187 | 35580 | 593 | 9.8833 | 2.2385 | kW
[6 empty] | 1188 | 35610 | 593.5 | 9.8917 | 2.2369 | kW
[6 empty] | 1189 | 35640 | 594 | 9.9 | 2.2354 | kW
[6 empty] | 1190 | 35670 | 594.5 | 9.9083 | 2.2338 | kW
[6 empty] | 1191 | 35700 | 595 | 9.9167 | 2.2323 | kW
[6 empty] | 1192 | 35730 | 595.5 | 9.925 | 2.2307 | kW
[6 empty] | 1193 | 35760 | 596 | 9.9333 | 2.2292 | kW
[6 empty] | 1194 | 35790 | 596.5 | 9.9417 | 2.2276 | kW
[6 empty] | 1195 | 35820 | 597 | 9.95 | 2.2261 | kW
[6 empty] | 1196 | 35850 | 597.5 | 9.9583 | 2.2246 | kW
[6 empty] | 1197 | 35880 | 598 | 9.9667 | 2.223 | kW
[6 empty] | 1198 | 35910 | 598.5 | 9.975 | 2.2215 | kW
[6 empty] | 1199 | 35940 | 599 | 9.9833 | 2.2199 | kW
[6 empty] | 1200 | 35970 | 599.5 | 9.9917 | 2.2184 | kW
[6 empty] | 1201 | 36000 | 600 | 10 | 2.2171 | kW
[6 empty] | 1202 | 36030 | 600.5 | 10.0083 | 2.216 | kW
[6 empty] | 1203 | 36060 | 601 | 10.0167 | 2.215 | kW
[6 empty] | 1204 | 36090 | 601.5 | 10.025 | 2.2139 | kW
[6 empty] | 1205 | 36120 | 602 | 10.0333 | 2.2129 | kW
[6 empty] | 1206 | 36150 | 602.5 | 10.0417 | 2.2118 | kW
[6 empty] | 1207 | 36180 | 603 | 10.05 | 2.2097 | kW
[6 empty] | 1208 | 36210 | 603.5 | 10.0583 | 2.2073 | kW
[6 empty] | 1209 | 36240 | 604 | 10.0667 | 2.2073 | kW
[6 empty] | 1210 | 36270 | 604.5 | 10.075 | 2.2068 | kW
[6 empty] | 1211 | 36300 | 605 | 10.0833 | 2.2039 | kW
[6 empty] | 1212 | 36330 | 605.5 | 10.0917 | 2.2039 | kW
[6 empty] | 1213 | 36360 | 606 | 10.1 | 2.2039 | kW
[6 empty] | 1214 | 36390 | 606.5 | 10.1083 | 2.2012 | kW
[6 empty] | 1215 | 36420 | 607 | 10.1167 | 2.2003 | kW
[6 empty] | 1216 | 36450 | 607.5 | 10.125 | 2.1996 | kW
[6 empty] | 1217 | 36480 | 608 | 10.1333 | 2.1989 | kW
[6 empty] | 1218 | 36510 | 608.5 | 10.1417 | 2.1982 | kW
[6 empty] | 1219 | 36540 | 609 | 10.15 | 2.1975 | kW
[6 empty] | 1220 | 36570 | 609.5 | 10.1583 | 2.1968 | kW
[6 empty] | 1221 | 36600 | 610 | 10.1667 | 2.1957 | kW
[6 empty] | 1222 | 36630 | 610.5 | 10.175 | 2.1944 | kW
[6 empty] | 1223 | 36660 | 611 | 10.1833 | 2.1934 | kW
[6 empty] | 1224 | 36690 | 611.5 | 10.1917 | 2.1925 | kW
[6 empty] | 1225 | 36720 | 612 | 10.2 | 2.1916 | kW
[6 empty] | 1226 | 36750 | 612.5 | 10.2083 | 2.1906 | kW
[6 empty] | 1227 | 36780 | 613 | 10.2167 | 2.1897 | kW
[6 empty] | 1228 | 36810 | 613.5 | 10.225 | 2.1888 | kW
[6 empty] | 1229 | 36840 | 614 | 10.2333 | 2.1875 | kW
[6 empty] | 1230 | 36870 | 614.5 | 10.2417 | 2.1865 | kW
[6 empty] | 1231 | 36900 | 615 | 10.25 | 2.1855 | kW
[6 empty] | 1232 | 36930 | 615.5 | 10.2583 | 2.1845 | kW
[6 empty] | 1233 | 36960 | 616 | 10.2667 | 2.1835 | kW
[6 empty] | 1234 | 36990 | 616.5 | 10.275 | 2.1825 | kW
[6 empty] | 1235 | 37020 | 617 | 10.2833 | 2.1815 | kW
[6 empty] | 1236 | 37050 | 617.5 | 10.2917 | 2.1804 | kW
[6 empty] | 1237 | 37080 | 618 | 10.3 | 2.1793 | kW
[6 empty] | 1238 | 37110 | 618.5 | 10.3083 | 2.1782 | kW
[6 empty] | 1239 | 37140 | 619 | 10.3167 | 2.1772 | kW
[6 empty] | 1240 | 37170 | 619.5 | 10.325 | 2.1762 | kW
[6 empty] | 1241 | 37200 | 620 | 10.3333 | 2.1751 | kW
[6 empty] | 1242 | 37230 | 620.5 | 10.3417 | 2.1741 | kW
[6 empty] | 1243 | 37260 | 621 | 10.35 | 2.1731 | kW
[6 empty] | 1244 | 37290 | 621.5 | 10.3583 | 2.172 | kW
[6 empty] | 1245 | 37320 | 622 | 10.3667 | 2.171 | kW
[6 empty] | 1246 | 37350 | 622.5 | 10.375 | 2.17 | kW
[6 empty] | 1247 | 37380 | 623 | 10.3833 | 2.1689 | kW
[6 empty] | 1248 | 37410 | 623.5 | 10.3917 | 2.1679 | kW
[6 empty] | 1249 | 37440 | 624 | 10.4 | 2.1668 | kW
[6 empty] | 1250 | 37470 | 624.5 | 10.4083 | 2.1657 | kW
[6 empty] | 1251 | 37500 | 625 | 10.4167 | 2.1647 | kW
[6 empty] | 1252 | 37530 | 625.5 | 10.425 | 2.1636 | kW
[6 empty] | 1253 | 37560 | 626 | 10.4333 | 2.1626 | kW
[6 empty] | 1254 | 37590 | 626.5 | 10.4417 | 2.1616 | kW
[6 empty] | 1255 | 37620 | 627 | 10.45 | 2.1605 | kW
[6 empty] | 1256 | 37650 | 627.5 | 10.4583 | 2.1595 | kW
[6 empty] | 1257 | 37680 | 628 | 10.4667 | 2.1584 | kW
[6 empty] | 1258 | 37710 | 628.5 | 10.475 | 2.1574 | kW
[6 empty] | 1259 | 37740 | 629 | 10.4833 | 2.1564 | kW
[6 empty] | 1260 | 37770 | 629.5 | 10.4917 | 2.1553 | kW
[6 empty] | 1261 | 37800 | 630 | 10.5 | 2.1543 | kW
[6 empty] | 1262 | 37830 | 630.5 | 10.5083 | 2.1532 | kW
[6 empty] | 1263 | 37860 | 631 | 10.5167 | 2.1522 | kW
[6 empty] | 1264 | 37890 | 631.5 | 10.525 | 2.1511 | kW
[6 empty] | 1265 | 37920 | 632 | 10.5333 | 2.1501 | kW
[6 empty] | 1266 | 37950 | 632.5 | 10.5417 | 2.1491 | kW
[6 empty] | 1267 | 37980 | 633 | 10.55 | 2.148 | kW
[6 empty] | 1268 | 38010 | 633.5 | 10.5583 | 2.147 | kW
[6 empty] | 1269 | 38040 | 634 | 10.5667 | 2.1459 | kW
[6 empty] | 1270 | 38070 | 634.5 | 10.575 | 2.1449 | kW
[6 empty] | 1271 | 38100 | 635 | 10.5833 | 2.1438 | kW
[6 empty] | 1272 | 38130 | 635.5 | 10.5917 | 2.1428 | kW
[6 empty] | 1273 | 38160 | 636 | 10.6 | 2.1417 | kW
[6 empty] | 1274 | 38190 | 636.5 | 10.6083 | 2.1407 | kW
[6 empty] | 1275 | 38220 | 637 | 10.6167 | 2.1396 | kW
[6 empty] | 1276 | 38250 | 637.5 | 10.625 | 2.1386 | kW
[6 empty] | 1277 | 38280 | 638 | 10.6333 | 2.1375 | kW
[6 empty] | 1278 | 38310 | 638.5 | 10.6417 | 2.1365 | kW
[6 empty] | 1279 | 38340 | 639 | 10.65 | 2.1355 | kW
[6 empty] | 1280 | 38370 | 639.5 | 10.6583 | 2.1344 | kW
[6 empty] | 1281 | 38400 | 640 | 10.6667 | 2.1334 | kW
[6 empty] | 1282 | 38430 | 640.5 | 10.675 | 2.1323 | kW
[6 empty] | 1283 | 38460 | 641 | 10.6833 | 2.1313 | kW
[6 empty] | 1284 | 38490 | 641.5 | 10.6917 | 2.1302 | kW
[6 empty] | 1285 | 38520 | 642 | 10.7 | 2.1292 | kW
[6 empty] | 1286 | 38550 | 642.5 | 10.7083 | 2.1281 | kW
[6 empty] | 1287 | 38580 | 643 | 10.7167 | 2.1271 | kW
[6 empty] | 1288 | 38610 | 643.5 | 10.725 | 2.126 | kW
[6 empty] | 1289 | 38640 | 644 | 10.7333 | 2.125 | kW
[6 empty] | 1290 | 38670 | 644.5 | 10.7417 | 2.124 | kW
[6 empty] | 1291 | 38700 | 645 | 10.75 | 2.1229 | kW
[6 empty] | 1292 | 38730 | 645.5 | 10.7583 | 2.1219 | kW
[6 empty] | 1293 | 38760 | 646 | 10.7667 | 2.1208 | kW
[6 empty] | 1294 | 38790 | 646.5 | 10.775 | 2.1198 | kW
[6 empty] | 1295 | 38820 | 647 | 10.7833 | 2.1187 | kW
[6 empty] | 1296 | 38850 | 647.5 | 10.7917 | 2.1177 | kW
[6 empty] | 1297 | 38880 | 648 | 10.8 | 2.1166 | kW
[6 empty] | 1298 | 38910 | 648.5 | 10.8083 | 2.1156 | kW
[6 empty] | 1299 | 38940 | 649 | 10.8167 | 2.1145 | kW
[6 empty] | 1300 | 38970 | 649.5 | 10.825 | 2.1135 | kW
[6 empty] | 1301 | 39000 | 650 | 10.8333 | 2.1124 | kW
[6 empty] | 1302 | 39030 | 650.5 | 10.8417 | 2.1114 | kW
[6 empty] | 1303 | 39060 | 651 | 10.85 | 2.1104 | kW
[6 empty] | 1304 | 39090 | 651.5 | 10.8583 | 2.1093 | kW
[6 empty] | 1305 | 39120 | 652 | 10.8667 | 2.1083 | kW
[6 empty] | 1306 | 39150 | 652.5 | 10.875 | 2.1072 | kW
[6 empty] | 1307 | 39180 | 653 | 10.8833 | 2.1062 | kW
[6 empty] | 1308 | 39210 | 653.5 | 10.8917 | 2.1051 | kW
[6 empty] | 1309 | 39240 | 654 | 10.9 | 2.1041 | kW
[6 empty] | 1310 | 39270 | 654.5 | 10.9083 | 2.103 | kW
[6 empty] | 1311 | 39300 | 655 | 10.9167 | 2.102 | kW
[6 empty] | 1312 | 39330 | 655.5 | 10.925 | 2.1009 | kW
[6 empty] | 1313 | 39360 | 656 | 10.9333 | 2.0999 | kW
[6 empty] | 1314 | 39390 | 656.5 | 10.9417 | 2.0989 | kW
[6 empty] | 1315 | 39420 | 657 | 10.95 | 2.0978 | kW
[6 empty] | 1316 | 39450 | 657.5 | 10.9583 | 2.0968 | kW
[6 empty] | 1317 | 39480 | 658 | 10.9667 | 2.0958 | kW
[6 empty] | 1318 | 39510 | 658.5 | 10.975 | 2.0948 | kW
[6 empty] | 1319 | 39540 | 659 | 10.9833 | 2.0937 | kW
[6 empty] | 1320 | 39570 | 659.5 | 10.9917 | 2.0927 | kW
[6 empty] | 1321 | 39600 | 660 | 11 | 2.0922 | kW
[6 empty] | 1322 | 39630 | 660.5 | 11.0083 | 2.0925 | kW
[6 empty] | 1323 | 39660 | 661 | 11.0167 | 2.0928 | kW
[6 empty] | 1324 | 39690 | 661.5 | 11.025 | 2.0932 | kW
[6 empty] | 1325 | 39720 | 662 | 11.0333 | 2.0935 | kW
[6 empty] | 1326 | 39750 | 662.5 | 11.0417 | 2.0938 | kW
[6 empty] | 1327 | 39780 | 663 | 11.05 | 2.0946 | kW
[6 empty] | 1328 | 39810 | 663.5 | 11.0583 | 2.095 | kW
[6 empty] | 1329 | 39840 | 664 | 11.0667 | 2.095 | kW
[6 empty] | 1330 | 39870 | 664.5 | 11.075 | 2.0956 | kW
[6 empty] | 1331 | 39900 | 665 | 11.0833 | 2.0959 | kW
[6 empty] | 1332 | 39930 | 665.5 | 11.0917 | 2.0959 | kW
[6 empty] | 1333 | 39960 | 666 | 11.1 | 2.0965 | kW
[6 empty] | 1334 | 39990 | 666.5 | 11.1083 | 2.0968 | kW
[6 empty] | 1335 | 40020 | 667 | 11.1167 | 2.0971 | kW
[6 empty] | 1336 | 40050 | 667.5 | 11.125 | 2.0973 | kW
[6 empty] | 1337 | 40080 | 668 | 11.1333 | 2.0975 | kW
[6 empty] | 1338 | 40110 | 668.5 | 11.1417 | 2.0977 | kW
[6 empty] | 1339 | 40140 | 669 | 11.15 | 2.098 | kW
[6 empty] | 1340 | 40170 | 669.5 | 11.1583 | 2.0984 | kW
[6 empty] | 1341 | 40200 | 670 | 11.1667 | 2.0987 | kW
[6 empty] | 1342 | 40230 | 670.5 | 11.175 | 2.0989 | kW
[6 empty] | 1343 | 40260 | 671 | 11.1833 | 2.0992 | kW
[6 empty] | 1344 | 40290 | 671.5 | 11.1917 | 2.0995 | kW
[6 empty] | 1345 | 40320 | 672 | 11.2 | 2.0998 | kW
[6 empty] | 1346 | 40350 | 672.5 | 11.2083 | 2.1001 | kW
[6 empty] | 1347 | 40380 | 673 | 11.2167 | 2.1005 | kW
[6 empty] | 1348 | 40410 | 673.5 | 11.225 | 2.1008 | kW
[6 empty] | 1349 | 40440 | 674 | 11.2333 | 2.1011 | kW
[6 empty] | 1350 | 40470 | 674.5 | 11.2417 | 2.1014 | kW
[6 empty] | 1351 | 40500 | 675 | 11.25 | 2.1017 | kW
[6 empty] | 1352 | 40530 | 675.5 | 11.2583 | 2.102 | kW
[6 empty] | 1353 | 40560 | 676 | 11.2667 | 2.1023 | kW
[6 empty] | 1354 | 40590 | 676.5 | 11.275 | 2.1026 | kW
[6 empty] | 1355 | 40620 | 677 | 11.2833 | 2.103 | kW
[6 empty] | 1356 | 40650 | 677.5 | 11.2917 | 2.1033 | kW
[6 empty] | 1357 | 40680 | 678 | 11.3 | 2.1036 | kW
[6 empty] | 1358 | 40710 | 678.5 | 11.3083 | 2.1039 | kW
[6 empty] | 1359 | 40740 | 679 | 11.3167 | 2.1042 | kW
[6 empty] | 1360 | 40770 | 679.5 | 11.325 | 2.1045 | kW
[6 empty] | 1361 | 40800 | 680 | 11.3333 | 2.1048 | kW
[6 empty] | 1362 | 40830 | 680.5 | 11.3417 | 2.1051 | kW
[6 empty] | 1363 | 40860 | 681 | 11.35 | 2.1054 | kW
[6 empty] | 1364 | 40890 | 681.5 | 11.3583 | 2.1058 | kW
[6 empty] | 1365 | 40920 | 682 | 11.3667 | 2.1061 | kW
[6 empty] | 1366 | 40950 | 682.5 | 11.375 | 2.1064 | kW
[6 empty] | 1367 | 40980 | 683 | 11.3833 | 2.1067 | kW
[6 empty] | 1368 | 41010 | 683.5 | 11.3917 | 2.107 | kW
[6 empty] | 1369 | 41040 | 684 | 11.4 | 2.1074 | kW
[6 empty] | 1370 | 41070 | 684.5 | 11.4083 | 2.1077 | kW
[6 empty] | 1371 | 41100 | 685 | 11.4167 | 2.108 | kW
[6 empty] | 1372 | 41130 | 685.5 | 11.425 | 2.1083 | kW
[6 empty] | 1373 | 41160 | 686 | 11.4333 | 2.1086 | kW
[6 empty] | 1374 | 41190 | 686.5 | 11.4417 | 2.1089 | kW
[6 empty] | 1375 | 41220 | 687 | 11.45 | 2.1092 | kW
[6 empty] | 1376 | 41250 | 687.5 | 11.4583 | 2.1096 | kW
[6 empty] | 1377 | 41280 | 688 | 11.4667 | 2.1099 | kW
[6 empty] | 1378 | 41310 | 688.5 | 11.475 | 2.1102 | kW
[6 empty] | 1379 | 41340 | 689 | 11.4833 | 2.1105 | kW
[6 empty] | 1380 | 41370 | 689.5 | 11.4917 | 2.1108 | kW
[6 empty] | 1381 | 41400 | 690 | 11.5 | 2.1111 | kW
[6 empty] | 1382 | 41430 | 690.5 | 11.5083 | 2.1114 | kW
[6 empty] | 1383 | 41460 | 691 | 11.5167 | 2.1117 | kW
[6 empty] | 1384 | 41490 | 691.5 | 11.525 | 2.1121 | kW
[6 empty] | 1385 | 41520 | 692 | 11.5333 | 2.1124 | kW
[6 empty] | 1386 | 41550 | 692.5 | 11.5417 | 2.1127 | kW
[6 empty] | 1387 | 41580 | 693 | 11.55 | 2.113 | kW
[6 empty] | 1388 | 41610 | 693.5 | 11.5583 | 2.1133 | kW
[6 empty] | 1389 | 41640 | 694 | 11.5667 | 2.1136 | kW
[6 empty] | 1390 | 41670 | 694.5 | 11.575 | 2.114 | kW
[6 empty] | 1391 | 41700 | 695 | 11.5833 | 2.1143 | kW
[6 empty] | 1392 | 41730 | 695.5 | 11.5917 | 2.1146 | kW
[6 empty] | 1393 | 41760 | 696 | 11.6 | 2.1149 | kW
[6 empty] | 1394 | 41790 | 696.5 | 11.6083 | 2.1152 | kW
[6 empty] | 1395 | 41820 | 697 | 11.6167 | 2.1155 | kW
[6 empty] | 1396 | 41850 | 697.5 | 11.625 | 2.1158 | kW
[6 empty] | 1397 | 41880 | 698 | 11.6333 | 2.1162 | kW
[6 empty] | 1398 | 41910 | 698.5 | 11.6417 | 2.1165 | kW
[6 empty] | 1399 | 41940 | 699 | 11.65 | 2.1168 | kW
[6 empty] | 1400 | 41970 | 699.5 | 11.6583 | 2.1171 | kW
[6 empty] | 1401 | 42000 | 700 | 11.6667 | 2.1174 | kW
[6 empty] | 1402 | 42030 | 700.5 | 11.675 | 2.1177 | kW
[6 empty] | 1403 | 42060 | 701 | 11.6833 | 2.118 | kW
[6 empty] | 1404 | 42090 | 701.5 | 11.6917 | 2.1184 | kW
[6 empty] | 1405 | 42120 | 702 | 11.7 | 2.1187 | kW
[6 empty] | 1406 | 42150 | 702.5 | 11.7083 | 2.119 | kW
[6 empty] | 1407 | 42180 | 703 | 11.7167 | 2.1193 | kW
[6 empty] | 1408 | 42210 | 703.5 | 11.725 | 2.1196 | kW
[6 empty] | 1409 | 42240 | 704 | 11.7333 | 2.1199 | kW
[6 empty] | 1410 | 42270 | 704.5 | 11.7417 | 2.1202 | kW
[6 empty] | 1411 | 42300 | 705 | 11.75 | 2.1206 | kW
[6 empty] | 1412 | 42330 | 705.5 | 11.7583 | 2.1209 | kW
[6 empty] | 1413 | 42360 | 706 | 11.7667 | 2.1212 | kW
[6 empty] | 1414 | 42390 | 706.5 | 11.775 | 2.1215 | kW
[6 empty] | 1415 | 42420 | 707 | 11.7833 | 2.1218 | kW
[6 empty] | 1416 | 42450 | 707.5 | 11.7917 | 2.1221 | kW
[6 empty] | 1417 | 42480 | 708 | 11.8 | 2.1225 | kW
[6 empty] | 1418 | 42510 | 708.5 | 11.8083 | 2.1228 | kW
[6 empty] | 1419 | 42540 | 709 | 11.8167 | 2.1231 | kW
[6 empty] | 1420 | 42570 | 709.5 | 11.825 | 2.1234 | kW
[6 empty] | 1421 | 42600 | 710 | 11.8333 | 2.1237 | kW
[6 empty] | 1422 | 42630 | 710.5 | 11.8417 | 2.124 | kW
[6 empty] | 1423 | 42660 | 711 | 11.85 | 2.1243 | kW
[6 empty] | 1424 | 42690 | 711.5 | 11.8583 | 2.1247 | kW
[6 empty] | 1425 | 42720 | 712 | 11.8667 | 2.125 | kW
[6 empty] | 1426 | 42750 | 712.5 | 11.875 | 2.1253 | kW
[6 empty] | 1427 | 42780 | 713 | 11.8833 | 2.1256 | kW
[6 empty] | 1428 | 42810 | 713.5 | 11.8917 | 2.1259 | kW
[6 empty] | 1429 | 42840 | 714 | 11.9 | 2.1262 | kW
[6 empty] | 1430 | 42870 | 714.5 | 11.9083 | 2.1265 | kW
[6 empty] | 1431 | 42900 | 715 | 11.9167 | 2.1269 | kW
[6 empty] | 1432 | 42930 | 715.5 | 11.925 | 2.1272 | kW
[6 empty] | 1433 | 42960 | 716 | 11.9333 | 2.1275 | kW
[6 empty] | 1434 | 42990 | 716.5 | 11.9417 | 2.1278 | kW
[6 empty] | 1435 | 43020 | 717 | 11.95 | 2.1281 | kW
[6 empty] | 1436 | 43050 | 717.5 | 11.9583 | 2.1284 | kW
[6 empty] | 1437 | 43080 | 718 | 11.9667 | 2.1287 | kW
[6 empty] | 1438 | 43110 | 718.5 | 11.975 | 2.1291 | kW
[6 empty] | 1439 | 43140 | 719 | 11.9833 | 2.1294 | kW
[6 empty] | 1440 | 43170 | 719.5 | 11.9917 | 2.1299 | kW
[6 empty] | 1441 | 43200 | 720 | 12 | 2.131 | kW
[6 empty] | 1442 | 43230 | 720.5 | 12.0083 | 2.1326 | kW
[6 empty] | 1443 | 43260 | 721 | 12.0167 | 2.1345 | kW
[6 empty] | 1444 | 43290 | 721.5 | 12.025 | 2.1363 | kW
[6 empty] | 1445 | 43320 | 722 | 12.0333 | 2.1382 | kW
[6 empty] | 1446 | 43350 | 722.5 | 12.0417 | 2.1401 | kW
[6 empty] | 1447 | 43380 | 723 | 12.05 | 2.1419 | kW
[6 empty] | 1448 | 43410 | 723.5 | 12.0583 | 2.1438 | kW
[6 empty] | 1449 | 43440 | 724 | 12.0667 | 2.1456 | kW
[6 empty] | 1450 | 43470 | 724.5 | 12.075 | 2.1475 | kW
[6 empty] | 1451 | 43500 | 725 | 12.0833 | 2.1493 | kW
[6 empty] | 1452 | 43530 | 725.5 | 12.0917 | 2.1512 | kW
[6 empty] | 1453 | 43560 | 726 | 12.1 | 2.1531 | kW
[6 empty] | 1454 | 43590 | 726.5 | 12.1083 | 2.1549 | kW
[6 empty] | 1455 | 43620 | 727 | 12.1167 | 2.1568 | kW
[6 empty] | 1456 | 43650 | 727.5 | 12.125 | 2.1586 | kW
[6 empty] | 1457 | 43680 | 728 | 12.1333 | 2.1605 | kW
[6 empty] | 1458 | 43710 | 728.5 | 12.1417 | 2.1623 | kW
[6 empty] | 1459 | 43740 | 729 | 12.15 | 2.1642 | kW
[6 empty] | 1460 | 43770 | 729.5 | 12.1583 | 2.166 | kW
[6 empty] | 1461 | 43800 | 730 | 12.1667 | 2.1679 | kW
[6 empty] | 1462 | 43830 | 730.5 | 12.175 | 2.1698 | kW
[6 empty] | 1463 | 43860 | 731 | 12.1833 | 2.1716 | kW
[6 empty] | 1464 | 43890 | 731.5 | 12.1917 | 2.1735 | kW
[6 empty] | 1465 | 43920 | 732 | 12.2 | 2.1753 | kW
[6 empty] | 1466 | 43950 | 732.5 | 12.2083 | 2.1772 | kW
[6 empty] | 1467 | 43980 | 733 | 12.2167 | 2.179 | kW
[6 empty] | 1468 | 44010 | 733.5 | 12.225 | 2.1809 | kW
[6 empty] | 1469 | 44040 | 734 | 12.2333 | 2.1828 | kW
[6 empty] | 1470 | 44070 | 734.5 | 12.2417 | 2.1846 | kW
[6 empty] | 1471 | 44100 | 735 | 12.25 | 2.1865 | kW
[6 empty] | 1472 | 44130 | 735.5 | 12.2583 | 2.1883 | kW
[6 empty] | 1473 | 44160 | 736 | 12.2667 | 2.1902 | kW
[6 empty] | 1474 | 44190 | 736.5 | 12.275 | 2.192 | kW
[6 empty] | 1475 | 44220 | 737 | 12.2833 | 2.1939 | kW
[6 empty] | 1476 | 44250 | 737.5 | 12.2917 | 2.1957 | kW
[6 empty] | 1477 | 44280 | 738 | 12.3 | 2.1976 | kW
[6 empty] | 1478 | 44310 | 738.5 | 12.3083 | 2.1995 | kW
[6 empty] | 1479 | 44340 | 739 | 12.3167 | 2.2013 | kW
[6 empty] | 1480 | 44370 | 739.5 | 12.325 | 2.2032 | kW
[6 empty] | 1481 | 44400 | 740 | 12.3333 | 2.205 | kW
[6 empty] | 1482 | 44430 | 740.5 | 12.3417 | 2.2069 | kW
[6 empty] | 1483 | 44460 | 741 | 12.35 | 2.2087 | kW
[6 empty] | 1484 | 44490 | 741.5 | 12.3583 | 2.2106 | kW
[6 empty] | 1485 | 44520 | 742 | 12.3667 | 2.2125 | kW
[6 empty] | 1486 | 44550 | 742.5 | 12.375 | 2.2143 | kW
[6 empty] | 1487 | 44580 | 743 | 12.3833 | 2.2162 | kW
[6 empty] | 1488 | 44610 | 743.5 | 12.3917 | 2.218 | kW
[6 empty] | 1489 | 44640 | 744 | 12.4 | 2.2199 | kW
[6 empty] | 1490 | 44670 | 744.5 | 12.4083 | 2.2217 | kW
[6 empty] | 1491 | 44700 | 745 | 12.4167 | 2.2236 | kW
[6 empty] | 1492 | 44730 | 745.5 | 12.425 | 2.2254 | kW
[6 empty] | 1493 | 44760 | 746 | 12.4333 | 2.2273 | kW
[6 empty] | 1494 | 44790 | 746.5 | 12.4417 | 2.2292 | kW
[6 empty] | 1495 | 44820 | 747 | 12.45 | 2.231 | kW
[6 empty] | 1496 | 44850 | 747.5 | 12.4583 | 2.2329 | kW
[6 empty] | 1497 | 44880 | 748 | 12.4667 | 2.2347 | kW
[6 empty] | 1498 | 44910 | 748.5 | 12.475 | 2.2366 | kW
[6 empty] | 1499 | 44940 | 749 | 12.4833 | 2.2384 | kW
[6 empty] | 1500 | 44970 | 749.5 | 12.4917 | 2.2403 | kW
[6 empty] | 1501 | 45000 | 750 | 12.5 | 2.2422 | kW
[6 empty] | 1502 | 45030 | 750.5 | 12.5083 | 2.244 | kW
[6 empty] | 1503 | 45060 | 751 | 12.5167 | 2.2459 | kW
[6 empty] | 1504 | 45090 | 751.5 | 12.525 | 2.2477 | kW
[6 empty] | 1505 | 45120 | 752 | 12.5333 | 2.2496 | kW
[6 empty] | 1506 | 45150 | 752.5 | 12.5417 | 2.2514 | kW
[6 empty] | 1507 | 45180 | 753 | 12.55 | 2.2533 | kW
[6 empty] | 1508 | 45210 | 753.5 | 12.5583 | 2.2551 | kW
[6 empty] | 1509 | 45240 | 754 | 12.5667 | 2.257 | kW
[6 empty] | 1510 | 45270 | 754.5 | 12.575 | 2.2589 | kW
[6 empty] | 1511 | 45300 | 755 | 12.5833 | 2.2607 | kW
[6 empty] | 1512 | 45330 | 755.5 | 12.5917 | 2.2626 | kW
[6 empty] | 1513 | 45360 | 756 | 12.6 | 2.2644 | kW
[6 empty] | 1514 | 45390 | 756.5 | 12.6083 | 2.2663 | kW
[6 empty] | 1515 | 45420 | 757 | 12.6167 | 2.2681 | kW
[6 empty] | 1516 | 45450 | 757.5 | 12.625 | 2.27 | kW
[6 empty] | 1517 | 45480 | 758 | 12.6333 | 2.2719 | kW
[6 empty] | 1518 | 45510 | 758.5 | 12.6417 | 2.2737 | kW
[6 empty] | 1519 | 45540 | 759 | 12.65 | 2.2756 | kW
[6 empty] | 1520 | 45570 | 759.5 | 12.6583 | 2.2774 | kW
[6 empty] | 1521 | 45600 | 760 | 12.6667 | 2.2793 | kW
[6 empty] | 1522 | 45630 | 760.5 | 12.675 | 2.2811 | kW
[6 empty] | 1523 | 45660 | 761 | 12.6833 | 2.283 | kW
[6 empty] | 1524 | 45690 | 761.5 | 12.6917 | 2.2848 | kW
[6 empty] | 1525 | 45720 | 762 | 12.7 | 2.2867 | kW
[6 empty] | 1526 | 45750 | 762.5 | 12.7083 | 2.2886 | kW
[6 empty] | 1527 | 45780 | 763 | 12.7167 | 2.2904 | kW
[6 empty] | 1528 | 45810 | 763.5 | 12.725 | 2.2923 | kW
[6 empty] | 1529 | 45840 | 764 | 12.7333 | 2.2941 | kW
[6 empty] | 1530 | 45870 | 764.5 | 12.7417 | 2.296 | kW
[6 empty] | 1531 | 45900 | 765 | 12.75 | 2.2978 | kW
[6 empty] | 1532 | 45930 | 765.5 | 12.7583 | 2.2997 | kW
[6 empty] | 1533 | 45960 | 766 | 12.7667 | 2.3016 | kW
[6 empty] | 1534 | 45990 | 766.5 | 12.775 | 2.3034 | kW
[6 empty] | 1535 | 46020 | 767 | 12.7833 | 2.3053 | kW
[6 empty] | 1536 | 46050 | 767.5 | 12.7917 | 2.3071 | kW
[6 empty] | 1537 | 46080 | 768 | 12.8 | 2.309 | kW
[6 empty] | 1538 | 46110 | 768.5 | 12.8083 | 2.3108 | kW
[6 empty] | 1539 | 46140 | 769 | 12.8167 | 2.3127 | kW
[6 empty] | 1540 | 46170 | 769.5 | 12.825 | 2.3145 | kW
[6 empty] | 1541 | 46200 | 770 | 12.8333 | 2.3164 | kW
[6 empty] | 1542 | 46230 | 770.5 | 12.8417 | 2.3183 | kW
[6 empty] | 1543 | 46260 | 771 | 12.85 | 2.3201 | kW
[6 empty] | 1544 | 46290 | 771.5 | 12.8583 | 2.322 | kW
[6 empty] | 1545 | 46320 | 772 | 12.8667 | 2.3238 | kW
[6 empty] | 1546 | 46350 | 772.5 | 12.875 | 2.3257 | kW
[6 empty] | 1547 | 46380 | 773 | 12.8833 | 2.3275 | kW
[6 empty] | 1548 | 46410 | 773.5 | 12.8917 | 2.3294 | kW
[6 empty] | 1549 | 46440 | 774 | 12.9 | 2.3313 | kW
[6 empty] | 1550 | 46470 | 774.5 | 12.9083 | 2.3331 | kW
[6 empty] | 1551 | 46500 | 775 | 12.9167 | 2.335 | kW
[6 empty] | 1552 | 46530 | 775.5 | 12.925 | 2.3368 | kW
[6 empty] | 1553 | 46560 | 776 | 12.9333 | 2.3387 | kW
[6 empty] | 1554 | 46590 | 776.5 | 12.9417 | 2.3405 | kW
[6 empty] | 1555 | 46620 | 777 | 12.95 | 2.3424 | kW
[6 empty] | 1556 | 46650 | 777.5 | 12.9583 | 2.3442 | kW
[6 empty] | 1557 | 46680 | 778 | 12.9667 | 2.3461 | kW
[6 empty] | 1558 | 46710 | 778.5 | 12.975 | 2.348 | kW
[6 empty] | 1559 | 46740 | 779 | 12.9833 | 2.3498 | kW
[6 empty] | 1560 | 46770 | 779.5 | 12.9917 | 2.3516 | kW
[6 empty] | 1561 | 46800 | 780 | 13 | 2.3523 | kW
[6 empty] | 1562 | 46830 | 780.5 | 13.0083 | 2.3523 | kW
[6 empty] | 1563 | 46860 | 781 | 13.0167 | 2.3521 | kW
[6 empty] | 1564 | 46890 | 781.5 | 13.025 | 2.352 | kW
[6 empty] | 1565 | 46920 | 782 | 13.0333 | 2.3518 | kW
[6 empty] | 1566 | 46950 | 782.5 | 13.0417 | 2.3516 | kW
[6 empty] | 1567 | 46980 | 783 | 13.05 | 2.3514 | kW
[6 empty] | 1568 | 47010 | 783.5 | 13.0583 | 2.3512 | kW
[6 empty] | 1569 | 47040 | 784 | 13.0667 | 2.351 | kW
[6 empty] | 1570 | 47070 | 784.5 | 13.075 | 2.3509 | kW
[6 empty] | 1571 | 47100 | 785 | 13.0833 | 2.3507 | kW
[6 empty] | 1572 | 47130 | 785.5 | 13.0917 | 2.3505 | kW
[6 empty] | 1573 | 47160 | 786 | 13.1 | 2.3503 | kW
[6 empty] | 1574 | 47190 | 786.5 | 13.1083 | 2.3501 | kW
[6 empty] | 1575 | 47220 | 787 | 13.1167 | 2.3499 | kW
[6 empty] | 1576 | 47250 | 787.5 | 13.125 | 2.3498 | kW
[6 empty] | 1577 | 47280 | 788 | 13.1333 | 2.3496 | kW
[6 empty] | 1578 | 47310 | 788.5 | 13.1417 | 2.3494 | kW
[6 empty] | 1579 | 47340 | 789 | 13.15 | 2.3492 | kW
[6 empty] | 1580 | 47370 | 789.5 | 13.1583 | 2.349 | kW
[6 empty] | 1581 | 47400 | 790 | 13.1667 | 2.3488 | kW
[6 empty] | 1582 | 47430 | 790.5 | 13.175 | 2.3486 | kW
[6 empty] | 1583 | 47460 | 791 | 13.1833 | 2.3485 | kW
[6 empty] | 1584 | 47490 | 791.5 | 13.1917 | 2.3483 | kW
[6 empty] | 1585 | 47520 | 792 | 13.2 | 2.3481 | kW
[6 empty] | 1586 | 47550 | 792.5 | 13.2083 | 2.3479 | kW
[6 empty] | 1587 | 47580 | 793 | 13.2167 | 2.3477 | kW
[6 empty] | 1588 | 47610 | 793.5 | 13.225 | 2.3475 | kW
[6 empty] | 1589 | 47640 | 794 | 13.2333 | 2.3474 | kW
[6 empty] | 1590 | 47670 | 794.5 | 13.2417 | 2.3472 | kW
[6 empty] | 1591 | 47700 | 795 | 13.25 | 2.347 | kW
[6 empty] | 1592 | 47730 | 795.5 | 13.2583 | 2.3468 | kW
[6 empty] | 1593 | 47760 | 796 | 13.2667 | 2.3466 | kW
[6 empty] | 1594 | 47790 | 796.5 | 13.275 | 2.3464 | kW
[6 empty] | 1595 | 47820 | 797 | 13.2833 | 2.3463 | kW
[6 empty] | 1596 | 47850 | 797.5 | 13.2917 | 2.3461 | kW
[6 empty] | 1597 | 47880 | 798 | 13.3 | 2.3459 | kW
[6 empty] | 1598 | 47910 | 798.5 | 13.3083 | 2.3457 | kW
[6 empty] | 1599 | 47940 | 799 | 13.3167 | 2.3455 | kW
[6 empty] | 1600 | 47970 | 799.5 | 13.325 | 2.3453 | kW
[6 empty] | 1601 | 48000 | 800 | 13.3333 | 2.3452 | kW
[6 empty] | 1602 | 48030 | 800.5 | 13.3417 | 2.345 | kW
[6 empty] | 1603 | 48060 | 801 | 13.35 | 2.3448 | kW
[6 empty] | 1604 | 48090 | 801.5 | 13.3583 | 2.3446 | kW
[6 empty] | 1605 | 48120 | 802 | 13.3667 | 2.3444 | kW
[6 empty] | 1606 | 48150 | 802.5 | 13.375 | 2.3442 | kW
[6 empty] | 1607 | 48180 | 803 | 13.3833 | 2.3441 | kW
[6 empty] | 1608 | 48210 | 803.5 | 13.3917 | 2.3439 | kW
[6 empty] | 1609 | 48240 | 804 | 13.4 | 2.3437 | kW
[6 empty] | 1610 | 48270 | 804.5 | 13.4083 | 2.3435 | kW
[6 empty] | 1611 | 48300 | 805 | 13.4167 | 2.3433 | kW
[6 empty] | 1612 | 48330 | 805.5 | 13.425 | 2.3431 | kW
[6 empty] | 1613 | 48360 | 806 | 13.4333 | 2.343 | kW
[6 empty] | 1614 | 48390 | 806.5 | 13.4417 | 2.3428 | kW
[6 empty] | 1615 | 48420 | 807 | 13.45 | 2.3426 | kW
[6 empty] | 1616 | 48450 | 807.5 | 13.4583 | 2.3424 | kW
[6 empty] | 1617 | 48480 | 808 | 13.4667 | 2.3422 | kW
[6 empty] | 1618 | 48510 | 808.5 | 13.475 | 2.342 | kW
[6 empty] | 1619 | 48540 | 809 | 13.4833 | 2.3419 | kW
[6 empty] | 1620 | 48570 | 809.5 | 13.4917 | 2.3417 | kW
[6 empty] | 1621 | 48600 | 810 | 13.5 | 2.3415 | kW
[6 empty] | 1622 | 48630 | 810.5 | 13.5083 | 2.3413 | kW
[6 empty] | 1623 | 48660 | 811 | 13.5167 | 2.3411 | kW
[6 empty] | 1624 | 48690 | 811.5 | 13.525 | 2.3409 | kW
[6 empty] | 1625 | 48720 | 812 | 13.5333 | 2.3407 | kW
[6 empty] | 1626 | 48750 | 812.5 | 13.5417 | 2.3406 | kW
[6 empty] | 1627 | 48780 | 813 | 13.55 | 2.3404 | kW
[6 empty] | 1628 | 48810 | 813.5 | 13.5583 | 2.3402 | kW
[6 empty] | 1629 | 48840 | 814 | 13.5667 | 2.34 | kW
[6 empty] | 1630 | 48870 | 814.5 | 13.575 | 2.3398 | kW
[6 empty] | 1631 | 48900 | 815 | 13.5833 | 2.3396 | kW
[6 empty] | 1632 | 48930 | 815.5 | 13.5917 | 2.3395 | kW
[6 empty] | 1633 | 48960 | 816 | 13.6 | 2.3393 | kW
[6 empty] | 1634 | 48990 | 816.5 | 13.6083 | 2.3391 | kW
[6 empty] | 1635 | 49020 | 817 | 13.6167 | 2.3389 | kW
[6 empty] | 1636 | 49050 | 817.5 | 13.625 | 2.3387 | kW
[6 empty] | 1637 | 49080 | 818 | 13.6333 | 2.3385 | kW
[6 empty] | 1638 | 49110 | 818.5 | 13.6417 | 2.3384 | kW
[6 empty] | 1639 | 49140 | 819 | 13.65 | 2.3382 | kW
[6 empty] | 1640 | 49170 | 819.5 | 13.6583 | 2.338 | kW
[6 empty] | 1641 | 49200 | 820 | 13.6667 | 2.3378 | kW
[6 empty] | 1642 | 49230 | 820.5 | 13.675 | 2.3376 | kW
[6 empty] | 1643 | 49260 | 821 | 13.6833 | 2.3374 | kW
[6 empty] | 1644 | 49290 | 821.5 | 13.6917 | 2.3373 | kW
[6 empty] | 1645 | 49320 | 822 | 13.7 | 2.3371 | kW
[6 empty] | 1646 | 49350 | 822.5 | 13.7083 | 2.3369 | kW
[6 empty] | 1647 | 49380 | 823 | 13.7167 | 2.3367 | kW
[6 empty] | 1648 | 49410 | 823.5 | 13.725 | 2.3365 | kW
[6 empty] | 1649 | 49440 | 824 | 13.7333 | 2.3363 | kW
[6 empty] | 1650 | 49470 | 824.5 | 13.7417 | 2.3362 | kW
[6 empty] | 1651 | 49500 | 825 | 13.75 | 2.336 | kW
[6 empty] | 1652 | 49530 | 825.5 | 13.7583 | 2.3358 | kW
[6 empty] | 1653 | 49560 | 826 | 13.7667 | 2.3356 | kW
[6 empty] | 1654 | 49590 | 826.5 | 13.775 | 2.3354 | kW
[6 empty] | 1655 | 49620 | 827 | 13.7833 | 2.3352 | kW
[6 empty] | 1656 | 49650 | 827.5 | 13.7917 | 2.3351 | kW
[6 empty] | 1657 | 49680 | 828 | 13.8 | 2.3349 | kW
[6 empty] | 1658 | 49710 | 828.5 | 13.8083 | 2.3347 | kW
[6 empty] | 1659 | 49740 | 829 | 13.8167 | 2.3345 | kW
[6 empty] | 1660 | 49770 | 829.5 | 13.825 | 2.3343 | kW
[6 empty] | 1661 | 49800 | 830 | 13.8333 | 2.3341 | kW
[6 empty] | 1662 | 49830 | 830.5 | 13.8417 | 2.3339 | kW
[6 empty] | 1663 | 49860 | 831 | 13.85 | 2.3338 | kW
[6 empty] | 1664 | 49890 | 831.5 | 13.8583 | 2.3336 | kW
[6 empty] | 1665 | 49920 | 832 | 13.8667 | 2.3334 | kW
[6 empty] | 1666 | 49950 | 832.5 | 13.875 | 2.3332 | kW
[6 empty] | 1667 | 49980 | 833 | 13.8833 | 2.333 | kW
[6 empty] | 1668 | 50010 | 833.5 | 13.8917 | 2.3328 | kW
[6 empty] | 1669 | 50040 | 834 | 13.9 | 2.3327 | kW
[6 empty] | 1670 | 50070 | 834.5 | 13.9083 | 2.3325 | kW
[6 empty] | 1671 | 50100 | 835 | 13.9167 | 2.3323 | kW
[6 empty] | 1672 | 50130 | 835.5 | 13.925 | 2.3321 | kW
[6 empty] | 1673 | 50160 | 836 | 13.9333 | 2.3319 | kW
[6 empty] | 1674 | 50190 | 836.5 | 13.9417 | 2.3317 | kW
[6 empty] | 1675 | 50220 | 837 | 13.95 | 2.3316 | kW
[6 empty] | 1676 | 50250 | 837.5 | 13.9583 | 2.3314 | kW
[6 empty] | 1677 | 50280 | 838 | 13.9667 | 2.3312 | kW
[6 empty] | 1678 | 50310 | 838.5 | 13.975 | 2.331 | kW
[6 empty] | 1679 | 50340 | 839 | 13.9833 | 2.3308 | kW
[6 empty] | 1680 | 50370 | 839.5 | 13.9917 | 2.3305 | kW
[6 empty] | 1681 | 50400 | 840 | 14 | 2.3294 | kW
[6 empty] | 1682 | 50430 | 840.5 | 14.0083 | 2.3274 | kW
[6 empty] | 1683 | 50460 | 841 | 14.0167 | 2.3253 | kW
[6 empty] | 1684 | 50490 | 841.5 | 14.025 | 2.3231 | kW
[6 empty] | 1685 | 50520 | 842 | 14.0333 | 2.321 | kW
[6 empty] | 1686 | 50550 | 842.5 | 14.0417 | 2.3189 | kW
[6 empty] | 1687 | 50580 | 843 | 14.05 | 2.3168 | kW
[6 empty] | 1688 | 50610 | 843.5 | 14.0583 | 2.3147 | kW
[6 empty] | 1689 | 50640 | 844 | 14.0667 | 2.3125 | kW
[6 empty] | 1690 | 50670 | 844.5 | 14.075 | 2.3104 | kW
[6 empty] | 1691 | 50700 | 845 | 14.0833 | 2.3083 | kW
[6 empty] | 1692 | 50730 | 845.5 | 14.0917 | 2.3062 | kW
[6 empty] | 1693 | 50760 | 846 | 14.1 | 2.3041 | kW
[6 empty] | 1694 | 50790 | 846.5 | 14.1083 | 2.3019 | kW
[6 empty] | 1695 | 50820 | 847 | 14.1167 | 2.2998 | kW
[6 empty] | 1696 | 50850 | 847.5 | 14.125 | 2.2977 | kW
[6 empty] | 1697 | 50880 | 848 | 14.1333 | 2.2956 | kW
[6 empty] | 1698 | 50910 | 848.5 | 14.1417 | 2.2935 | kW
[6 empty] | 1699 | 50940 | 849 | 14.15 | 2.2914 | kW
[6 empty] | 1700 | 50970 | 849.5 | 14.1583 | 2.2892 | kW
[6 empty] | 1701 | 51000 | 850 | 14.1667 | 2.2871 | kW
[6 empty] | 1702 | 51030 | 850.5 | 14.175 | 2.285 | kW
[6 empty] | 1703 | 51060 | 851 | 14.1833 | 2.2829 | kW
[6 empty] | 1704 | 51090 | 851.5 | 14.1917 | 2.2808 | kW
[6 empty] | 1705 | 51120 | 852 | 14.2 | 2.2786 | kW
[6 empty] | 1706 | 51150 | 852.5 | 14.2083 | 2.2765 | kW
[6 empty] | 1707 | 51180 | 853 | 14.2167 | 2.2744 | kW
[6 empty] | 1708 | 51210 | 853.5 | 14.225 | 2.2723 | kW
[6 empty] | 1709 | 51240 | 854 | 14.2333 | 2.2702 | kW
[6 empty] | 1710 | 51270 | 854.5 | 14.2417 | 2.268 | kW
[6 empty] | 1711 | 51300 | 855 | 14.25 | 2.2659 | kW
[6 empty] | 1712 | 51330 | 855.5 | 14.2583 | 2.2638 | kW
[6 empty] | 1713 | 51360 | 856 | 14.2667 | 2.2617 | kW
[6 empty] | 1714 | 51390 | 856.5 | 14.275 | 2.2596 | kW
[6 empty] | 1715 | 51420 | 857 | 14.2833 | 2.2575 | kW
[6 empty] | 1716 | 51450 | 857.5 | 14.2917 | 2.2553 | kW
[6 empty] | 1717 | 51480 | 858 | 14.3 | 2.2532 | kW
[6 empty] | 1718 | 51510 | 858.5 | 14.3083 | 2.2511 | kW
[6 empty] | 1719 | 51540 | 859 | 14.3167 | 2.249 | kW
[6 empty] | 1720 | 51570 | 859.5 | 14.325 | 2.2469 | kW
[6 empty] | 1721 | 51600 | 860 | 14.3333 | 2.2447 | kW
[6 empty] | 1722 | 51630 | 860.5 | 14.3417 | 2.2426 | kW
[6 empty] | 1723 | 51660 | 861 | 14.35 | 2.2405 | kW
[6 empty] | 1724 | 51690 | 861.5 | 14.3583 | 2.2384 | kW
[6 empty] | 1725 | 51720 | 862 | 14.3667 | 2.2363 | kW
[6 empty] | 1726 | 51750 | 862.5 | 14.375 | 2.2341 | kW
[6 empty] | 1727 | 51780 | 863 | 14.3833 | 2.232 | kW
[6 empty] | 1728 | 51810 | 863.5 | 14.3917 | 2.2299 | kW
[6 empty] | 1729 | 51840 | 864 | 14.4 | 2.2278 | kW
[6 empty] | 1730 | 51870 | 864.5 | 14.4083 | 2.2257 | kW
[6 empty] | 1731 | 51900 | 865 | 14.4167 | 2.2236 | kW
[6 empty] | 1732 | 51930 | 865.5 | 14.425 | 2.2214 | kW
[6 empty] | 1733 | 51960 | 866 | 14.4333 | 2.2193 | kW
[6 empty] | 1734 | 51990 | 866.5 | 14.4417 | 2.2172 | kW
[6 empty] | 1735 | 52020 | 867 | 14.45 | 2.2151 | kW
[6 empty] | 1736 | 52050 | 867.5 | 14.4583 | 2.213 | kW
[6 empty] | 1737 | 52080 | 868 | 14.4667 | 2.2108 | kW
[6 empty] | 1738 | 52110 | 868.5 | 14.475 | 2.2087 | kW
[6 empty] | 1739 | 52140 | 869 | 14.4833 | 2.2066 | kW
[6 empty] | 1740 | 52170 | 869.5 | 14.4917 | 2.2045 | kW
[6 empty] | 1741 | 52200 | 870 | 14.5 | 2.2024 | kW
[6 empty] | 1742 | 52230 | 870.5 | 14.5083 | 2.2002 | kW
[6 empty] | 1743 | 52260 | 871 | 14.5167 | 2.1981 | kW
[6 empty] | 1744 | 52290 | 871.5 | 14.525 | 2.196 | kW
[6 empty] | 1745 | 52320 | 872 | 14.5333 | 2.1939 | kW
[6 empty] | 1746 | 52350 | 872.5 | 14.5417 | 2.1918 | kW
[6 empty] | 1747 | 52380 | 873 | 14.55 | 2.1897 | kW
[6 empty] | 1748 | 52410 | 873.5 | 14.5583 | 2.1875 | kW
[6 empty] | 1749 | 52440 | 874 | 14.5667 | 2.1854 | kW
[6 empty] | 1750 | 52470 | 874.5 | 14.575 | 2.1833 | kW
[6 empty] | 1751 | 52500 | 875 | 14.5833 | 2.1812 | kW
[6 empty] | 1752 | 52530 | 875.5 | 14.5917 | 2.1791 | kW
[6 empty] | 1753 | 52560 | 876 | 14.6 | 2.1769 | kW
[6 empty] | 1754 | 52590 | 876.5 | 14.6083 | 2.1748 | kW
[6 empty] | 1755 | 52620 | 877 | 14.6167 | 2.1727 | kW
[6 empty] | 1756 | 52650 | 877.5 | 14.625 | 2.1706 | kW
[6 empty] | 1757 | 52680 | 878 | 14.6333 | 2.1685 | kW
[6 empty] | 1758 | 52710 | 878.5 | 14.6417 | 2.1663 | kW
[6 empty] | 1759 | 52740 | 879 | 14.65 | 2.1642 | kW
[6 empty] | 1760 | 52770 | 879.5 | 14.6583 | 2.1621 | kW
[6 empty] | 1761 | 52800 | 880 | 14.6667 | 2.16 | kW
[6 empty] | 1762 | 52830 | 880.5 | 14.675 | 2.1579 | kW
[6 empty] | 1763 | 52860 | 881 | 14.6833 | 2.1558 | kW
[6 empty] | 1764 | 52890 | 881.5 | 14.6917 | 2.1536 | kW
[6 empty] | 1765 | 52920 | 882 | 14.7 | 2.1515 | kW
[6 empty] | 1766 | 52950 | 882.5 | 14.7083 | 2.1494 | kW
[6 empty] | 1767 | 52980 | 883 | 14.7167 | 2.1473 | kW
[6 empty] | 1768 | 53010 | 883.5 | 14.725 | 2.1452 | kW
[6 empty] | 1769 | 53040 | 884 | 14.7333 | 2.143 | kW
[6 empty] | 1770 | 53070 | 884.5 | 14.7417 | 2.1409 | kW
[6 empty] | 1771 | 53100 | 885 | 14.75 | 2.1388 | kW
[6 empty] | 1772 | 53130 | 885.5 | 14.7583 | 2.1367 | kW
[6 empty] | 1773 | 53160 | 886 | 14.7667 | 2.1346 | kW
[6 empty] | 1774 | 53190 | 886.5 | 14.775 | 2.1324 | kW
[6 empty] | 1775 | 53220 | 887 | 14.7833 | 2.1303 | kW
[6 empty] | 1776 | 53250 | 887.5 | 14.7917 | 2.1282 | kW
[6 empty] | 1777 | 53280 | 888 | 14.8 | 2.1261 | kW
[6 empty] | 1778 | 53310 | 888.5 | 14.8083 | 2.124 | kW
[6 empty] | 1779 | 53340 | 889 | 14.8167 | 2.1219 | kW
[6 empty] | 1780 | 53370 | 889.5 | 14.825 | 2.1197 | kW
[6 empty] | 1781 | 53400 | 890 | 14.8333 | 2.1176 | kW
[6 empty] | 1782 | 53430 | 890.5 | 14.8417 | 2.1155 | kW
[6 empty] | 1783 | 53460 | 891 | 14.85 | 2.1134 | kW
[6 empty] | 1784 | 53490 | 891.5 | 14.8583 | 2.1113 | kW
[6 empty] | 1785 | 53520 | 892 | 14.8667 | 2.1091 | kW
[6 empty] | 1786 | 53550 | 892.5 | 14.875 | 2.107 | kW
[6 empty] | 1787 | 53580 | 893 | 14.8833 | 2.1049 | kW
[6 empty] | 1788 | 53610 | 893.5 | 14.8917 | 2.1028 | kW
[6 empty] | 1789 | 53640 | 894 | 14.9 | 2.1007 | kW
[6 empty] | 1790 | 53670 | 894.5 | 14.9083 | 2.0985 | kW
[6 empty] | 1791 | 53700 | 895 | 14.9167 | 2.0964 | kW
[6 empty] | 1792 | 53730 | 895.5 | 14.925 | 2.0943 | kW
[6 empty] | 1793 | 53760 | 896 | 14.9333 | 2.0922 | kW
[6 empty] | 1794 | 53790 | 896.5 | 14.9417 | 2.0901 | kW
[6 empty] | 1795 | 53820 | 897 | 14.95 | 2.088 | kW
[6 empty] | 1796 | 53850 | 897.5 | 14.9583 | 2.0858 | kW
[6 empty] | 1797 | 53880 | 898 | 14.9667 | 2.0837 | kW
[6 empty] | 1798 | 53910 | 898.5 | 14.975 | 2.0816 | kW
[6 empty] | 1799 | 53940 | 899 | 14.9833 | 2.0795 | kW
[6 empty] | 1800 | 53970 | 899.5 | 14.9917 | 2.0774 | kW
[6 empty] | 1801 | 54000 | 900 | 15 | 2.0755 | kW
[6 empty] | 1802 | 54030 | 900.5 | 15.0083 | 2.0739 | kW
[6 empty] | 1803 | 54060 | 901 | 15.0167 | 2.0723 | kW
[6 empty] | 1804 | 54090 | 901.5 | 15.025 | 2.0708 | kW
[6 empty] | 1805 | 54120 | 902 | 15.0333 | 2.0692 | kW
[6 empty] | 1806 | 54150 | 902.5 | 15.0417 | 2.0676 | kW
[6 empty] | 1807 | 54180 | 903 | 15.05 | 2.066 | kW
[6 empty] | 1808 | 54210 | 903.5 | 15.0583 | 2.0645 | kW
[6 empty] | 1809 | 54240 | 904 | 15.0667 | 2.0629 | kW
[6 empty] | 1810 | 54270 | 904.5 | 15.075 | 2.0613 | kW
[6 empty] | 1811 | 54300 | 905 | 15.0833 | 2.0597 | kW
[6 empty] | 1812 | 54330 | 905.5 | 15.0917 | 2.0581 | kW
[6 empty] | 1813 | 54360 | 906 | 15.1 | 2.0566 | kW
[6 empty] | 1814 | 54390 | 906.5 | 15.1083 | 2.055 | kW
[6 empty] | 1815 | 54420 | 907 | 15.1167 | 2.0534 | kW
[6 empty] | 1816 | 54450 | 907.5 | 15.125 | 2.0518 | kW
[6 empty] | 1817 | 54480 | 908 | 15.1333 | 2.0503 | kW
[6 empty] | 1818 | 54510 | 908.5 | 15.1417 | 2.0487 | kW
[6 empty] | 1819 | 54540 | 909 | 15.15 | 2.0471 | kW
[6 empty] | 1820 | 54570 | 909.5 | 15.1583 | 2.0455 | kW
[6 empty] | 1821 | 54600 | 910 | 15.1667 | 2.0439 | kW
[6 empty] | 1822 | 54630 | 910.5 | 15.175 | 2.0424 | kW
[6 empty] | 1823 | 54660 | 911 | 15.1833 | 2.0408 | kW
[6 empty] | 1824 | 54690 | 911.5 | 15.1917 | 2.0392 | kW
[6 empty] | 1825 | 54720 | 912 | 15.2 | 2.0376 | kW
[6 empty] | 1826 | 54750 | 912.5 | 15.2083 | 2.036 | kW
[6 empty] | 1827 | 54780 | 913 | 15.2167 | 2.0345 | kW
[6 empty] | 1828 | 54810 | 913.5 | 15.225 | 2.0329 | kW
[6 empty] | 1829 | 54840 | 914 | 15.2333 | 2.0313 | kW
[6 empty] | 1830 | 54870 | 914.5 | 15.2417 | 2.0297 | kW
[6 empty] | 1831 | 54900 | 915 | 15.25 | 2.0281 | kW
[6 empty] | 1832 | 54930 | 915.5 | 15.2583 | 2.0266 | kW
[6 empty] | 1833 | 54960 | 916 | 15.2667 | 2.025 | kW
[6 empty] | 1834 | 54990 | 916.5 | 15.275 | 2.0234 | kW
[6 empty] | 1835 | 55020 | 917 | 15.2833 | 2.0218 | kW
[6 empty] | 1836 | 55050 | 917.5 | 15.2917 | 2.0203 | kW
[6 empty] | 1837 | 55080 | 918 | 15.3 | 2.0187 | kW
[6 empty] | 1838 | 55110 | 918.5 | 15.3083 | 2.0171 | kW
[6 empty] | 1839 | 55140 | 919 | 15.3167 | 2.0155 | kW
[6 empty] | 1840 | 55170 | 919.5 | 15.325 | 2.0139 | kW
[6 empty] | 1841 | 55200 | 920 | 15.3333 | 2.0124 | kW
[6 empty] | 1842 | 55230 | 920.5 | 15.3417 | 2.0108 | kW
[6 empty] | 1843 | 55260 | 921 | 15.35 | 2.0092 | kW
[6 empty] | 1844 | 55290 | 921.5 | 15.3583 | 2.0076 | kW
[6 empty] | 1845 | 55320 | 922 | 15.3667 | 2.006 | kW
[6 empty] | 1846 | 55350 | 922.5 | 15.375 | 2.0045 | kW
[6 empty] | 1847 | 55380 | 923 | 15.3833 | 2.0029 | kW
[6 empty] | 1848 | 55410 | 923.5 | 15.3917 | 2.0013 | kW
[6 empty] | 1849 | 55440 | 924 | 15.4 | 1.9997 | kW
[6 empty] | 1850 | 55470 | 924.5 | 15.4083 | 1.9982 | kW
[6 empty] | 1851 | 55500 | 925 | 15.4167 | 1.9966 | kW
[6 empty] | 1852 | 55530 | 925.5 | 15.425 | 1.995 | kW
[6 empty] | 1853 | 55560 | 926 | 15.4333 | 1.9934 | kW
[6 empty] | 1854 | 55590 | 926.5 | 15.4417 | 1.9918 | kW
[6 empty] | 1855 | 55620 | 927 | 15.45 | 1.9903 | kW
[6 empty] | 1856 | 55650 | 927.5 | 15.4583 | 1.9887 | kW
[6 empty] | 1857 | 55680 | 928 | 15.4667 | 1.9871 | kW
[6 empty] | 1858 | 55710 | 928.5 | 15.475 | 1.9855 | kW
[6 empty] | 1859 | 55740 | 929 | 15.4833 | 1.9839 | kW
[6 empty] | 1860 | 55770 | 929.5 | 15.4917 | 1.9823 | kW
[6 empty] | 1861 | 55800 | 930 | 15.5 | 1.9808 | kW
[6 empty] | 1862 | 55830 | 930.5 | 15.5083 | 1.9792 | kW
[6 empty] | 1863 | 55860 | 931 | 15.5167 | 1.9776 | kW
[6 empty] | 1864 | 55890 | 931.5 | 15.525 | 1.976 | kW
[6 empty] | 1865 | 55920 | 932 | 15.5333 | 1.9745 | kW
[6 empty] | 1866 | 55950 | 932.5 | 15.5417 | 1.9729 | kW
[6 empty] | 1867 | 55980 | 933 | 15.55 | 1.9713 | kW
[6 empty] | 1868 | 56010 | 933.5 | 15.5583 | 1.9697 | kW
[6 empty] | 1869 | 56040 | 934 | 15.5667 | 1.9681 | kW
[6 empty] | 1870 | 56070 | 934.5 | 15.575 | 1.9666 | kW
[6 empty] | 1871 | 56100 | 935 | 15.5833 | 1.965 | kW
[6 empty] | 1872 | 56130 | 935.5 | 15.5917 | 1.9634 | kW
[6 empty] | 1873 | 56160 | 936 | 15.6 | 1.9618 | kW
[6 empty] | 1874 | 56190 | 936.5 | 15.6083 | 1.9603 | kW
[6 empty] | 1875 | 56220 | 937 | 15.6167 | 1.9587 | kW
[6 empty] | 1876 | 56250 | 937.5 | 15.625 | 1.9571 | kW
[6 empty] | 1877 | 56280 | 938 | 15.6333 | 1.9555 | kW
[6 empty] | 1878 | 56310 | 938.5 | 15.6417 | 1.9539 | kW
[6 empty] | 1879 | 56340 | 939 | 15.65 | 1.9524 | kW
[6 empty] | 1880 | 56370 | 939.5 | 15.6583 | 1.9508 | kW
[6 empty] | 1881 | 56400 | 940 | 15.6667 | 1.9492 | kW
[6 empty] | 1882 | 56430 | 940.5 | 15.675 | 1.9476 | kW
[6 empty] | 1883 | 56460 | 941 | 15.6833 | 1.946 | kW
[6 empty] | 1884 | 56490 | 941.5 | 15.6917 | 1.9445 | kW
[6 empty] | 1885 | 56520 | 942 | 15.7 | 1.9429 | kW
[6 empty] | 1886 | 56550 | 942.5 | 15.7083 | 1.9413 | kW
[6 empty] | 1887 | 56580 | 943 | 15.7167 | 1.9397 | kW
[6 empty] | 1888 | 56610 | 943.5 | 15.725 | 1.9382 | kW
[6 empty] | 1889 | 56640 | 944 | 15.7333 | 1.9366 | kW
[6 empty] | 1890 | 56670 | 944.5 | 15.7417 | 1.935 | kW
[6 empty] | 1891 | 56700 | 945 | 15.75 | 1.9334 | kW
[6 empty] | 1892 | 56730 | 945.5 | 15.7583 | 1.9318 | kW
[6 empty] | 1893 | 56760 | 946 | 15.7667 | 1.9303 | kW
[6 empty] | 1894 | 56790 | 946.5 | 15.775 | 1.9287 | kW
[6 empty] | 1895 | 56820 | 947 | 15.7833 | 1.9271 | kW
[6 empty] | 1896 | 56850 | 947.5 | 15.7917 | 1.9255 | kW
[6 empty] | 1897 | 56880 | 948 | 15.8 | 1.9239 | kW
[6 empty] | 1898 | 56910 | 948.5 | 15.8083 | 1.9224 | kW
[6 empty] | 1899 | 56940 | 949 | 15.8167 | 1.9208 | kW
[6 empty] | 1900 | 56970 | 949.5 | 15.825 | 1.9192 | kW
[6 empty] | 1901 | 57000 | 950 | 15.8333 | 1.9176 | kW
[6 empty] | 1902 | 57030 | 950.5 | 15.8417 | 1.9161 | kW
[6 empty] | 1903 | 57060 | 951 | 15.85 | 1.9145 | kW
[6 empty] | 1904 | 57090 | 951.5 | 15.8583 | 1.9129 | kW
[6 empty] | 1905 | 57120 | 952 | 15.8667 | 1.9113 | kW
[6 empty] | 1906 | 57150 | 952.5 | 15.875 | 1.9097 | kW
[6 empty] | 1907 | 57180 | 953 | 15.8833 | 1.9082 | kW
[6 empty] | 1908 | 57210 | 953.5 | 15.8917 | 1.9066 | kW
[6 empty] | 1909 | 57240 | 954 | 15.9 | 1.905 | kW
[6 empty] | 1910 | 57270 | 954.5 | 15.9083 | 1.9034 | kW
[6 empty] | 1911 | 57300 | 955 | 15.9167 | 1.9018 | kW
[6 empty] | 1912 | 57330 | 955.5 | 15.925 | 1.9003 | kW
[6 empty] | 1913 | 57360 | 956 | 15.9333 | 1.8987 | kW
[6 empty] | 1914 | 57390 | 956.5 | 15.9417 | 1.8971 | kW
[6 empty] | 1915 | 57420 | 957 | 15.95 | 1.8955 | kW
[6 empty] | 1916 | 57450 | 957.5 | 15.9583 | 1.894 | kW
[6 empty] | 1917 | 57480 | 958 | 15.9667 | 1.8924 | kW
[6 empty] | 1918 | 57510 | 958.5 | 15.975 | 1.8908 | kW
[6 empty] | 1919 | 57540 | 959 | 15.9833 | 1.8892 | kW
[6 empty] | 1920 | 57570 | 959.5 | 15.9917 | 1.8877 | kW
[6 empty] | 1921 | 57600 | 960 | 16 | 1.887 | kW
[6 empty] | 1922 | 57630 | 960.5 | 16.0083 | 1.887 | kW
[6 empty] | 1923 | 57660 | 961 | 16.0167 | 1.887 | kW
[6 empty] | 1924 | 57690 | 961.5 | 16.025 | 1.8871 | kW
[6 empty] | 1925 | 57720 | 962 | 16.0333 | 1.8871 | kW
[6 empty] | 1926 | 57750 | 962.5 | 16.0417 | 1.8872 | kW
[6 empty] | 1927 | 57780 | 963 | 16.05 | 1.8872 | kW
[6 empty] | 1928 | 57810 | 963.5 | 16.0583 | 1.8873 | kW
[6 empty] | 1929 | 57840 | 964 | 16.0667 | 1.8874 | kW
[6 empty] | 1930 | 57870 | 964.5 | 16.075 | 1.8874 | kW
[6 empty] | 1931 | 57900 | 965 | 16.0833 | 1.8875 | kW
[6 empty] | 1932 | 57930 | 965.5 | 16.0917 | 1.8875 | kW
[6 empty] | 1933 | 57960 | 966 | 16.1 | 1.8876 | kW
[6 empty] | 1934 | 57990 | 966.5 | 16.1083 | 1.8877 | kW
[6 empty] | 1935 | 58020 | 967 | 16.1167 | 1.8877 | kW
[6 empty] | 1936 | 58050 | 967.5 | 16.125 | 1.8878 | kW
[6 empty] | 1937 | 58080 | 968 | 16.1333 | 1.8878 | kW
[6 empty] | 1938 | 58110 | 968.5 | 16.1417 | 1.8879 | kW
[6 empty] | 1939 | 58140 | 969 | 16.15 | 1.888 | kW
[6 empty] | 1940 | 58170 | 969.5 | 16.1583 | 1.888 | kW
[6 empty] | 1941 | 58200 | 970 | 16.1667 | 1.8881 | kW
[6 empty] | 1942 | 58230 | 970.5 | 16.175 | 1.8881 | kW
[6 empty] | 1943 | 58260 | 971 | 16.1833 | 1.8882 | kW
[6 empty] | 1944 | 58290 | 971.5 | 16.1917 | 1.8883 | kW
[6 empty] | 1945 | 58320 | 972 | 16.2 | 1.8883 | kW
[6 empty] | 1946 | 58350 | 972.5 | 16.2083 | 1.8884 | kW
[6 empty] | 1947 | 58380 | 973 | 16.2167 | 1.8884 | kW
[6 empty] | 1948 | 58410 | 973.5 | 16.225 | 1.8885 | kW
[6 empty] | 1949 | 58440 | 974 | 16.2333 | 1.8886 | kW
[6 empty] | 1950 | 58470 | 974.5 | 16.2417 | 1.8886 | kW
[6 empty] | 1951 | 58500 | 975 | 16.25 | 1.8887 | kW
[6 empty] | 1952 | 58530 | 975.5 | 16.2583 | 1.8887 | kW
[6 empty] | 1953 | 58560 | 976 | 16.2667 | 1.8888 | kW
[6 empty] | 1954 | 58590 | 976.5 | 16.275 | 1.8889 | kW
[6 empty] | 1955 | 58620 | 977 | 16.2833 | 1.8889 | kW
[6 empty] | 1956 | 58650 | 977.5 | 16.2917 | 1.889 | kW
[6 empty] | 1957 | 58680 | 978 | 16.3 | 1.889 | kW
[6 empty] | 1958 | 58710 | 978.5 | 16.3083 | 1.8891 | kW
[6 empty] | 1959 | 58740 | 979 | 16.3167 | 1.8892 | kW
[6 empty] | 1960 | 58770 | 979.5 | 16.325 | 1.8892 | kW
[6 empty] | 1961 | 58800 | 980 | 16.3333 | 1.8893 | kW
[6 empty] | 1962 | 58830 | 980.5 | 16.3417 | 1.8893 | kW
[6 empty] | 1963 | 58860 | 981 | 16.35 | 1.8894 | kW
[6 empty] | 1964 | 58890 | 981.5 | 16.3583 | 1.8895 | kW
[6 empty] | 1965 | 58920 | 982 | 16.3667 | 1.8895 | kW
[6 empty] | 1966 | 58950 | 982.5 | 16.375 | 1.8896 | kW
[6 empty] | 1967 | 58980 | 983 | 16.3833 | 1.8896 | kW
[6 empty] | 1968 | 59010 | 983.5 | 16.3917 | 1.8897 | kW
[6 empty] | 1969 | 59040 | 984 | 16.4 | 1.8898 | kW
[6 empty] | 1970 | 59070 | 984.5 | 16.4083 | 1.8898 | kW
[6 empty] | 1971 | 59100 | 985 | 16.4167 | 1.8899 | kW
[6 empty] | 1972 | 59130 | 985.5 | 16.425 | 1.8899 | kW
[6 empty] | 1973 | 59160 | 986 | 16.4333 | 1.89 | kW
[6 empty] | 1974 | 59190 | 986.5 | 16.4417 | 1.8901 | kW
[6 empty] | 1975 | 59220 | 987 | 16.45 | 1.8901 | kW
[6 empty] | 1976 | 59250 | 987.5 | 16.4583 | 1.8902 | kW
[6 empty] | 1977 | 59280 | 988 | 16.4667 | 1.8902 | kW
[6 empty] | 1978 | 59310 | 988.5 | 16.475 | 1.8903 | kW
[6 empty] | 1979 | 59340 | 989 | 16.4833 | 1.8904 | kW
[6 empty] | 1980 | 59370 | 989.5 | 16.4917 | 1.8904 | kW
[6 empty] | 1981 | 59400 | 990 | 16.5 | 1.8905 | kW
[6 empty] | 1982 | 59430 | 990.5 | 16.5083 | 1.8905 | kW
[6 empty] | 1983 | 59460 | 991 | 16.5167 | 1.8906 | kW
[6 empty] | 1984 | 59490 | 991.5 | 16.525 | 1.8907 | kW
[6 empty] | 1985 | 59520 | 992 | 16.5333 | 1.8907 | kW
[6 empty] | 1986 | 59550 | 992.5 | 16.5417 | 1.8908 | kW
[6 empty] | 1987 | 59580 | 993 | 16.55 | 1.8908 | kW
[6 empty] | 1988 | 59610 | 993.5 | 16.5583 | 1.8909 | kW
[6 empty] | 1989 | 59640 | 994 | 16.5667 | 1.891 | kW
[6 empty] | 1990 | 59670 | 994.5 | 16.575 | 1.891 | kW
[6 empty] | 1991 | 59700 | 995 | 16.5833 | 1.8911 | kW
[6 empty] | 1992 | 59730 | 995.5 | 16.5917 | 1.8911 | kW
[6 empty] | 1993 | 59760 | 996 | 16.6 | 1.8912 | kW
[6 empty] | 1994 | 59790 | 996.5 | 16.6083 | 1.8913 | kW
[6 empty] | 1995 | 59820 | 997 | 16.6167 | 1.8913 | kW
[6 empty] | 1996 | 59850 | 997.5 | 16.625 | 1.8914 | kW
[6 empty] | 1997 | 59880 | 998 | 16.6333 | 1.8914 | kW
[6 empty] | 1998 | 59910 | 998.5 | 16.6417 | 1.8915 | kW
[6 empty] | 1999 | 59940 | 999 | 16.65 | 1.8916 | kW
[6 empty] | 2000 | 59970 | 999.5 | 16.6583 | 1.8916 | kW
[6 empty] | 2001 | 60000 | 1000 | 16.6667 | 1.8917 | kW
[6 empty] | 2002 | 60030 | 1000.5 | 16.675 | 1.8917 | kW
[6 empty] | 2003 | 60060 | 1001 | 16.6833 | 1.8918 | kW
[6 empty] | 2004 | 60090 | 1001.5 | 16.6917 | 1.8919 | kW
[6 empty] | 2005 | 60120 | 1002 | 16.7 | 1.8919 | kW
[6 empty] | 2006 | 60150 | 1002.5 | 16.7083 | 1.892 | kW
[6 empty] | 2007 | 60180 | 1003 | 16.7167 | 1.892 | kW
[6 empty] | 2008 | 60210 | 1003.5 | 16.725 | 1.8921 | kW
[6 empty] | 2009 | 60240 | 1004 | 16.7333 | 1.8922 | kW
[6 empty] | 2010 | 60270 | 1004.5 | 16.7417 | 1.8922 | kW
[6 empty] | 2011 | 60300 | 1005 | 16.75 | 1.8923 | kW
[6 empty] | 2012 | 60330 | 1005.5 | 16.7583 | 1.8923 | kW
[6 empty] | 2013 | 60360 | 1006 | 16.7667 | 1.8924 | kW
[6 empty] | 2014 | 60390 | 1006.5 | 16.775 | 1.8925 | kW
[6 empty] | 2015 | 60420 | 1007 | 16.7833 | 1.8925 | kW
[6 empty] | 2016 | 60450 | 1007.5 | 16.7917 | 1.8926 | kW
[6 empty] | 2017 | 60480 | 1008 | 16.8 | 1.8926 | kW
[6 empty] | 2018 | 60510 | 1008.5 | 16.8083 | 1.8927 | kW
[6 empty] | 2019 | 60540 | 1009 | 16.8167 | 1.8928 | kW
[6 empty] | 2020 | 60570 | 1009.5 | 16.825 | 1.8928 | kW
[6 empty] | 2021 | 60600 | 1010 | 16.8333 | 1.8929 | kW
[6 empty] | 2022 | 60630 | 1010.5 | 16.8417 | 1.8929 | kW
[6 empty] | 2023 | 60660 | 1011 | 16.85 | 1.893 | kW
[6 empty] | 2024 | 60690 | 1011.5 | 16.8583 | 1.8931 | kW
[6 empty] | 2025 | 60720 | 1012 | 16.8667 | 1.8931 | kW
[6 empty] | 2026 | 60750 | 1012.5 | 16.875 | 1.8932 | kW
[6 empty] | 2027 | 60780 | 1013 | 16.8833 | 1.8932 | kW
[6 empty] | 2028 | 60810 | 1013.5 | 16.8917 | 1.8933 | kW
[6 empty] | 2029 | 60840 | 1014 | 16.9 | 1.8934 | kW
[6 empty] | 2030 | 60870 | 1014.5 | 16.9083 | 1.8934 | kW
[6 empty] | 2031 | 60900 | 1015 | 16.9167 | 1.8935 | kW
[6 empty] | 2032 | 60930 | 1015.5 | 16.925 | 1.8935 | kW
[6 empty] | 2033 | 60960 | 1016 | 16.9333 | 1.8936 | kW
[6 empty] | 2034 | 60990 | 1016.5 | 16.9417 | 1.8937 | kW
[6 empty] | 2035 | 61020 | 1017 | 16.95 | 1.8937 | kW
[6 empty] | 2036 | 61050 | 1017.5 | 16.9583 | 1.8938 | kW
[6 empty] | 2037 | 61080 | 1018 | 16.9667 | 1.8938 | kW
[6 empty] | 2038 | 61110 | 1018.5 | 16.975 | 1.8939 | kW
[6 empty] | 2039 | 61140 | 1019 | 16.9833 | 1.894 | kW
[6 empty] | 2040 | 61170 | 1019.5 | 16.9917 | 1.8942 | kW
[6 empty] | 2041 | 61200 | 1020 | 17 | 1.8958 | kW
[6 empty] | 2042 | 61230 | 1020.5 | 17.0083 | 1.8982 | kW
[6 empty] | 2043 | 61260 | 1021 | 17.0167 | 1.9017 | kW
[6 empty] | 2044 | 61290 | 1021.5 | 17.025 | 1.9058 | kW
[6 empty] | 2045 | 61320 | 1022 | 17.0333 | 1.91 | kW
[6 empty] | 2046 | 61350 | 1022.5 | 17.0417 | 1.9136 | kW
[6 empty] | 2047 | 61380 | 1023 | 17.05 | 1.917 | kW
[6 empty] | 2048 | 61410 | 1023.5 | 17.0583 | 1.9203 | kW
[6 empty] | 2049 | 61440 | 1024 | 17.0667 | 1.9238 | kW
[6 empty] | 2050 | 61470 | 1024.5 | 17.075 | 1.9274 | kW
[6 empty] | 2051 | 61500 | 1025 | 17.0833 | 1.931 | kW
[6 empty] | 2052 | 61530 | 1025.5 | 17.0917 | 1.9345 | kW
[6 empty] | 2053 | 61560 | 1026 | 17.1 | 1.938 | kW
[6 empty] | 2054 | 61590 | 1026.5 | 17.1083 | 1.9415 | kW
[6 empty] | 2055 | 61620 | 1027 | 17.1167 | 1.945 | kW
[6 empty] | 2056 | 61650 | 1027.5 | 17.125 | 1.9485 | kW
[6 empty] | 2057 | 61680 | 1028 | 17.1333 | 1.952 | kW
[6 empty] | 2058 | 61710 | 1028.5 | 17.1417 | 1.9556 | kW
[6 empty] | 2059 | 61740 | 1029 | 17.15 | 1.9591 | kW
[6 empty] | 2060 | 61770 | 1029.5 | 17.1583 | 1.9626 | kW
[6 empty] | 2061 | 61800 | 1030 | 17.1667 | 1.9661 | kW
[6 empty] | 2062 | 61830 | 1030.5 | 17.175 | 1.9696 | kW
[6 empty] | 2063 | 61860 | 1031 | 17.1833 | 1.9731 | kW
[6 empty] | 2064 | 61890 | 1031.5 | 17.1917 | 1.9766 | kW
[6 empty] | 2065 | 61920 | 1032 | 17.2 | 1.9801 | kW
[6 empty] | 2066 | 61950 | 1032.5 | 17.2083 | 1.9837 | kW
[6 empty] | 2067 | 61980 | 1033 | 17.2167 | 1.9872 | kW
[6 empty] | 2068 | 62010 | 1033.5 | 17.225 | 1.9907 | kW
[6 empty] | 2069 | 62040 | 1034 | 17.2333 | 1.9942 | kW
[6 empty] | 2070 | 62070 | 1034.5 | 17.2417 | 1.9977 | kW
[6 empty] | 2071 | 62100 | 1035 | 17.25 | 2.0012 | kW
[6 empty] | 2072 | 62130 | 1035.5 | 17.2583 | 2.0047 | kW
[6 empty] | 2073 | 62160 | 1036 | 17.2667 | 2.0082 | kW
[6 empty] | 2074 | 62190 | 1036.5 | 17.275 | 2.0118 | kW
[6 empty] | 2075 | 62220 | 1037 | 17.2833 | 2.0153 | kW
[6 empty] | 2076 | 62250 | 1037.5 | 17.2917 | 2.0188 | kW
[6 empty] | 2077 | 62280 | 1038 | 17.3 | 2.0223 | kW
[6 empty] | 2078 | 62310 | 1038.5 | 17.3083 | 2.0258 | kW
[6 empty] | 2079 | 62340 | 1039 | 17.3167 | 2.0293 | kW
[6 empty] | 2080 | 62370 | 1039.5 | 17.325 | 2.0328 | kW
[6 empty] | 2081 | 62400 | 1040 | 17.3333 | 2.0363 | kW
[6 empty] | 2082 | 62430 | 1040.5 | 17.3417 | 2.0399 | kW
[6 empty] | 2083 | 62460 | 1041 | 17.35 | 2.0434 | kW
[6 empty] | 2084 | 62490 | 1041.5 | 17.3583 | 2.0469 | kW
[6 empty] | 2085 | 62520 | 1042 | 17.3667 | 2.0504 | kW
[6 empty] | 2086 | 62550 | 1042.5 | 17.375 | 2.0539 | kW
[6 empty] | 2087 | 62580 | 1043 | 17.3833 | 2.0574 | kW
[6 empty] | 2088 | 62610 | 1043.5 | 17.3917 | 2.0609 | kW
[6 empty] | 2089 | 62640 | 1044 | 17.4 | 2.0644 | kW
[6 empty] | 2090 | 62670 | 1044.5 | 17.4083 | 2.068 | kW
[6 empty] | 2091 | 62700 | 1045 | 17.4167 | 2.0715 | kW
[6 empty] | 2092 | 62730 | 1045.5 | 17.425 | 2.075 | kW
[6 empty] | 2093 | 62760 | 1046 | 17.4333 | 2.0785 | kW
[6 empty] | 2094 | 62790 | 1046.5 | 17.4417 | 2.082 | kW
[6 empty] | 2095 | 62820 | 1047 | 17.45 | 2.0855 | kW
[6 empty] | 2096 | 62850 | 1047.5 | 17.4583 | 2.0891 | kW
[6 empty] | 2097 | 62880 | 1048 | 17.4667 | 2.0926 | kW
[6 empty] | 2098 | 62910 | 1048.5 | 17.475 | 2.0961 | kW
[6 empty] | 2099 | 62940 | 1049 | 17.4833 | 2.0996 | kW
[6 empty] | 2100 | 62970 | 1049.5 | 17.4917 | 2.1031 | kW
[6 empty] | 2101 | 63000 | 1050 | 17.5 | 2.1066 | kW
[6 empty] | 2102 | 63030 | 1050.5 | 17.5083 | 2.1101 | kW
[6 empty] | 2103 | 63060 | 1051 | 17.5167 | 2.1136 | kW
[6 empty] | 2104 | 63090 | 1051.5 | 17.525 | 2.1172 | kW
[6 empty] | 2105 | 63120 | 1052 | 17.5333 | 2.1207 | kW
[6 empty] | 2106 | 63150 | 1052.5 | 17.5417 | 2.1242 | kW
[6 empty] | 2107 | 63180 | 1053 | 17.55 | 2.1277 | kW
[6 empty] | 2108 | 63210 | 1053.5 | 17.5583 | 2.1312 | kW
[6 empty] | 2109 | 63240 | 1054 | 17.5667 | 2.1347 | kW
[6 empty] | 2110 | 63270 | 1054.5 | 17.575 | 2.1382 | kW
[6 empty] | 2111 | 63300 | 1055 | 17.5833 | 2.1418 | kW
[6 empty] | 2112 | 63330 | 1055.5 | 17.5917 | 2.1453 | kW
[6 empty] | 2113 | 63360 | 1056 | 17.6 | 2.1488 | kW
[6 empty] | 2114 | 63390 | 1056.5 | 17.6083 | 2.1523 | kW
[6 empty] | 2115 | 63420 | 1057 | 17.6167 | 2.1558 | kW
[6 empty] | 2116 | 63450 | 1057.5 | 17.625 | 2.1593 | kW
[6 empty] | 2117 | 63480 | 1058 | 17.6333 | 2.1628 | kW
[6 empty] | 2118 | 63510 | 1058.5 | 17.6417 | 2.1664 | kW
[6 empty] | 2119 | 63540 | 1059 | 17.65 | 2.1699 | kW
[6 empty] | 2120 | 63570 | 1059.5 | 17.6583 | 2.1734 | kW
[6 empty] | 2121 | 63600 | 1060 | 17.6667 | 2.1769 | kW
[6 empty] | 2122 | 63630 | 1060.5 | 17.675 | 2.1804 | kW
[6 empty] | 2123 | 63660 | 1061 | 17.6833 | 2.1839 | kW
[6 empty] | 2124 | 63690 | 1061.5 | 17.6917 | 2.1874 | kW
[6 empty] | 2125 | 63720 | 1062 | 17.7 | 2.191 | kW
[6 empty] | 2126 | 63750 | 1062.5 | 17.7083 | 2.1945 | kW
[6 empty] | 2127 | 63780 | 1063 | 17.7167 | 2.198 | kW
[6 empty] | 2128 | 63810 | 1063.5 | 17.725 | 2.2015 | kW
[6 empty] | 2129 | 63840 | 1064 | 17.7333 | 2.205 | kW
[6 empty] | 2130 | 63870 | 1064.5 | 17.7417 | 2.2085 | kW
[6 empty] | 2131 | 63900 | 1065 | 17.75 | 2.212 | kW
[6 empty] | 2132 | 63930 | 1065.5 | 17.7583 | 2.2156 | kW
[6 empty] | 2133 | 63960 | 1066 | 17.7667 | 2.2191 | kW
[6 empty] | 2134 | 63990 | 1066.5 | 17.775 | 2.2226 | kW
[6 empty] | 2135 | 64020 | 1067 | 17.7833 | 2.2261 | kW
[6 empty] | 2136 | 64050 | 1067.5 | 17.7917 | 2.2296 | kW
[6 empty] | 2137 | 64080 | 1068 | 17.8 | 2.2331 | kW
[6 empty] | 2138 | 64110 | 1068.5 | 17.8083 | 2.2366 | kW
[6 empty] | 2139 | 64140 | 1069 | 17.8167 | 2.2402 | kW
[6 empty] | 2140 | 64170 | 1069.5 | 17.825 | 2.2437 | kW
[6 empty] | 2141 | 64200 | 1070 | 17.8333 | 2.2472 | kW
[6 empty] | 2142 | 64230 | 1070.5 | 17.8417 | 2.2507 | kW
[6 empty] | 2143 | 64260 | 1071 | 17.85 | 2.2542 | kW
[6 empty] | 2144 | 64290 | 1071.5 | 17.8583 | 2.2577 | kW
[6 empty] | 2145 | 64320 | 1072 | 17.8667 | 2.2612 | kW
[6 empty] | 2146 | 64350 | 1072.5 | 17.875 | 2.2648 | kW
[6 empty] | 2147 | 64380 | 1073 | 17.8833 | 2.2683 | kW
[6 empty] | 2148 | 64410 | 1073.5 | 17.8917 | 2.2718 | kW
[6 empty] | 2149 | 64440 | 1074 | 17.9 | 2.2753 | kW
[6 empty] | 2150 | 64470 | 1074.5 | 17.9083 | 2.2788 | kW
[6 empty] | 2151 | 64500 | 1075 | 17.9167 | 2.2823 | kW
[6 empty] | 2152 | 64530 | 1075.5 | 17.925 | 2.2858 | kW
[6 empty] | 2153 | 64560 | 1076 | 17.9333 | 2.2893 | kW
[6 empty] | 2154 | 64590 | 1076.5 | 17.9417 | 2.2929 | kW
[6 empty] | 2155 | 64620 | 1077 | 17.95 | 2.2964 | kW
[6 empty] | 2156 | 64650 | 1077.5 | 17.9583 | 2.2999 | kW
[6 empty] | 2157 | 64680 | 1078 | 17.9667 | 2.3034 | kW
[6 empty] | 2158 | 64710 | 1078.5 | 17.975 | 2.3069 | kW
[6 empty] | 2159 | 64740 | 1079 | 17.9833 | 2.3104 | kW
[6 empty] | 2160 | 64770 | 1079.5 | 17.9917 | 2.3139 | kW
[6 empty] | 2161 | 64800 | 1080 | 18 | 2.3185 | kW
[6 empty] | 2162 | 64830 | 1080.5 | 18.0083 | 2.3241 | kW
[6 empty] | 2163 | 64860 | 1081 | 18.0167 | 2.3298 | kW
[6 empty] | 2164 | 64890 | 1081.5 | 18.025 | 2.3354 | kW
[6 empty] | 2165 | 64920 | 1082 | 18.0333 | 2.341 | kW
[6 empty] | 2166 | 64950 | 1082.5 | 18.0417 | 2.3467 | kW
[6 empty] | 2167 | 64980 | 1083 | 18.05 | 2.3523 | kW
[6 empty] | 2168 | 65010 | 1083.5 | 18.0583 | 2.3579 | kW
[6 empty] | 2169 | 65040 | 1084 | 18.0667 | 2.3635 | kW
[6 empty] | 2170 | 65070 | 1084.5 | 18.075 | 2.3692 | kW
[6 empty] | 2171 | 65100 | 1085 | 18.0833 | 2.3748 | kW
[6 empty] | 2172 | 65130 | 1085.5 | 18.0917 | 2.3804 | kW
[6 empty] | 2173 | 65160 | 1086 | 18.1 | 2.3861 | kW
[6 empty] | 2174 | 65190 | 1086.5 | 18.1083 | 2.3917 | kW
[6 empty] | 2175 | 65220 | 1087 | 18.1167 | 2.3973 | kW
[6 empty] | 2176 | 65250 | 1087.5 | 18.125 | 2.4029 | kW
[6 empty] | 2177 | 65280 | 1088 | 18.1333 | 2.4086 | kW
[6 empty] | 2178 | 65310 | 1088.5 | 18.1417 | 2.4142 | kW
[6 empty] | 2179 | 65340 | 1089 | 18.15 | 2.4198 | kW
[6 empty] | 2180 | 65370 | 1089.5 | 18.1583 | 2.4254 | kW
[6 empty] | 2181 | 65400 | 1090 | 18.1667 | 2.4311 | kW
[6 empty] | 2182 | 65430 | 1090.5 | 18.175 | 2.4367 | kW
[6 empty] | 2183 | 65460 | 1091 | 18.1833 | 2.4423 | kW
[6 empty] | 2184 | 65490 | 1091.5 | 18.1917 | 2.448 | kW
[6 empty] | 2185 | 65520 | 1092 | 18.2 | 2.4536 | kW
[6 empty] | 2186 | 65550 | 1092.5 | 18.2083 | 2.4592 | kW
[6 empty] | 2187 | 65580 | 1093 | 18.2167 | 2.4649 | kW
[6 empty] | 2188 | 65610 | 1093.5 | 18.225 | 2.4705 | kW
[6 empty] | 2189 | 65640 | 1094 | 18.2333 | 2.4761 | kW
[6 empty] | 2190 | 65670 | 1094.5 | 18.2417 | 2.4817 | kW
[6 empty] | 2191 | 65700 | 1095 | 18.25 | 2.4874 | kW
[6 empty] | 2192 | 65730 | 1095.5 | 18.2583 | 2.493 | kW
[6 empty] | 2193 | 65760 | 1096 | 18.2667 | 2.4986 | kW
[6 empty] | 2194 | 65790 | 1096.5 | 18.275 | 2.5043 | kW
[6 empty] | 2195 | 65820 | 1097 | 18.2833 | 2.5099 | kW
[6 empty] | 2196 | 65850 | 1097.5 | 18.2917 | 2.5155 | kW
[6 empty] | 2197 | 65880 | 1098 | 18.3 | 2.5212 | kW
[6 empty] | 2198 | 65910 | 1098.5 | 18.3083 | 2.5268 | kW
[6 empty] | 2199 | 65940 | 1099 | 18.3167 | 2.5324 | kW
[6 empty] | 2200 | 65970 | 1099.5 | 18.325 | 2.538 | kW
[6 empty] | 2201 | 66000 | 1100 | 18.3333 | 2.5437 | kW
[6 empty] | 2202 | 66030 | 1100.5 | 18.3417 | 2.5493 | kW
[6 empty] | 2203 | 66060 | 1101 | 18.35 | 2.5549 | kW
[6 empty] | 2204 | 66090 | 1101.5 | 18.3583 | 2.5606 | kW
[6 empty] | 2205 | 66120 | 1102 | 18.3667 | 2.5662 | kW
[6 empty] | 2206 | 66150 | 1102.5 | 18.375 | 2.5718 | kW
[6 empty] | 2207 | 66180 | 1103 | 18.3833 | 2.5774 | kW
[6 empty] | 2208 | 66210 | 1103.5 | 18.3917 | 2.5831 | kW
[6 empty] | 2209 | 66240 | 1104 | 18.4 | 2.5887 | kW
[6 empty] | 2210 | 66270 | 1104.5 | 18.4083 | 2.5943 | kW
[6 empty] | 2211 | 66300 | 1105 | 18.4167 | 2.6 | kW
[6 empty] | 2212 | 66330 | 1105.5 | 18.425 | 2.6056 | kW
[6 empty] | 2213 | 66360 | 1106 | 18.4333 | 2.6112 | kW
[6 empty] | 2214 | 66390 | 1106.5 | 18.4417 | 2.6168 | kW
[6 empty] | 2215 | 66420 | 1107 | 18.45 | 2.6225 | kW
[6 empty] | 2216 | 66450 | 1107.5 | 18.4583 | 2.6281 | kW
[6 empty] | 2217 | 66480 | 1108 | 18.4667 | 2.6337 | kW
[6 empty] | 2218 | 66510 | 1108.5 | 18.475 | 2.6394 | kW
[6 empty] | 2219 | 66540 | 1109 | 18.4833 | 2.645 | kW
[6 empty] | 2220 | 66570 | 1109.5 | 18.4917 | 2.6506 | kW
[6 empty] | 2221 | 66600 | 1110 | 18.5 | 2.6562 | kW
[6 empty] | 2222 | 66630 | 1110.5 | 18.5083 | 2.6619 | kW
[6 empty] | 2223 | 66660 | 1111 | 18.5167 | 2.6675 | kW
[6 empty] | 2224 | 66690 | 1111.5 | 18.525 | 2.6731 | kW
[6 empty] | 2225 | 66720 | 1112 | 18.5333 | 2.6788 | kW
[6 empty] | 2226 | 66750 | 1112.5 | 18.5417 | 2.6844 | kW
[6 empty] | 2227 | 66780 | 1113 | 18.55 | 2.69 | kW
[6 empty] | 2228 | 66810 | 1113.5 | 18.5583 | 2.6956 | kW
[6 empty] | 2229 | 66840 | 1114 | 18.5667 | 2.7013 | kW
[6 empty] | 2230 | 66870 | 1114.5 | 18.575 | 2.7069 | kW
[6 empty] | 2231 | 66900 | 1115 | 18.5833 | 2.7125 | kW
[6 empty] | 2232 | 66930 | 1115.5 | 18.5917 | 2.7182 | kW
[6 empty] | 2233 | 66960 | 1116 | 18.6 | 2.7238 | kW
[6 empty] | 2234 | 66990 | 1116.5 | 18.6083 | 2.7294 | kW
[6 empty] | 2235 | 67020 | 1117 | 18.6167 | 2.735 | kW
[6 empty] | 2236 | 67050 | 1117.5 | 18.625 | 2.7407 | kW
[6 empty] | 2237 | 67080 | 1118 | 18.6333 | 2.7463 | kW
[6 empty] | 2238 | 67110 | 1118.5 | 18.6417 | 2.7519 | kW
[6 empty] | 2239 | 67140 | 1119 | 18.65 | 2.7576 | kW
[6 empty] | 2240 | 67170 | 1119.5 | 18.6583 | 2.7632 | kW
[6 empty] | 2241 | 67200 | 1120 | 18.6667 | 2.7688 | kW
[6 empty] | 2242 | 67230 | 1120.5 | 18.675 | 2.7744 | kW
[6 empty] | 2243 | 67260 | 1121 | 18.6833 | 2.7801 | kW
[6 empty] | 2244 | 67290 | 1121.5 | 18.6917 | 2.7857 | kW
[6 empty] | 2245 | 67320 | 1122 | 18.7 | 2.7913 | kW
[6 empty] | 2246 | 67350 | 1122.5 | 18.7083 | 2.797 | kW
[6 empty] | 2247 | 67380 | 1123 | 18.7167 | 2.8026 | kW
[6 empty] | 2248 | 67410 | 1123.5 | 18.725 | 2.8082 | kW
[6 empty] | 2249 | 67440 | 1124 | 18.7333 | 2.8138 | kW
[6 empty] | 2250 | 67470 | 1124.5 | 18.7417 | 2.8195 | kW
[6 empty] | 2251 | 67500 | 1125 | 18.75 | 2.8251 | kW
[6 empty] | 2252 | 67530 | 1125.5 | 18.7583 | 2.8307 | kW
[6 empty] | 2253 | 67560 | 1126 | 18.7667 | 2.8364 | kW
[6 empty] | 2254 | 67590 | 1126.5 | 18.775 | 2.842 | kW
[6 empty] | 2255 | 67620 | 1127 | 18.7833 | 2.8476 | kW
[6 empty] | 2256 | 67650 | 1127.5 | 18.7917 | 2.8532 | kW
[6 empty] | 2257 | 67680 | 1128 | 18.8 | 2.8589 | kW
[6 empty] | 2258 | 67710 | 1128.5 | 18.8083 | 2.8645 | kW
[6 empty] | 2259 | 67740 | 1129 | 18.8167 | 2.8701 | kW
[6 empty] | 2260 | 67770 | 1129.5 | 18.825 | 2.8758 | kW
[6 empty] | 2261 | 67800 | 1130 | 18.8333 | 2.8814 | kW
[6 empty] | 2262 | 67830 | 1130.5 | 18.8417 | 2.887 | kW
[6 empty] | 2263 | 67860 | 1131 | 18.85 | 2.8926 | kW
[6 empty] | 2264 | 67890 | 1131.5 | 18.8583 | 2.8983 | kW
[6 empty] | 2265 | 67920 | 1132 | 18.8667 | 2.9039 | kW
[6 empty] | 2266 | 67950 | 1132.5 | 18.875 | 2.9095 | kW
[6 empty] | 2267 | 67980 | 1133 | 18.8833 | 2.9152 | kW
[6 empty] | 2268 | 68010 | 1133.5 | 18.8917 | 2.9208 | kW
[6 empty] | 2269 | 68040 | 1134 | 18.9 | 2.9264 | kW
[6 empty] | 2270 | 68070 | 1134.5 | 18.9083 | 2.932 | kW
[6 empty] | 2271 | 68100 | 1135 | 18.9167 | 2.9377 | kW
[6 empty] | 2272 | 68130 | 1135.5 | 18.925 | 2.9433 | kW
[6 empty] | 2273 | 68160 | 1136 | 18.9333 | 2.9489 | kW
[6 empty] | 2274 | 68190 | 1136.5 | 18.9417 | 2.9546 | kW
[6 empty] | 2275 | 68220 | 1137 | 18.95 | 2.9602 | kW
[6 empty] | 2276 | 68250 | 1137.5 | 18.9583 | 2.9658 | kW
[6 empty] | 2277 | 68280 | 1138 | 18.9667 | 2.9714 | kW
[6 empty] | 2278 | 68310 | 1138.5 | 18.975 | 2.9771 | kW
[6 empty] | 2279 | 68340 | 1139 | 18.9833 | 2.9827 | kW
[6 empty] | 2280 | 68370 | 1139.5 | 18.9917 | 2.9883 | kW
[6 empty] | 2281 | 68400 | 1140 | 19 | 2.9927 | kW
[6 empty] | 2282 | 68430 | 1140.5 | 19.0083 | 2.9959 | kW
[6 empty] | 2283 | 68460 | 1141 | 19.0167 | 2.999 | kW
[6 empty] | 2284 | 68490 | 1141.5 | 19.025 | 3.0021 | kW
[6 empty] | 2285 | 68520 | 1142 | 19.0333 | 3.0052 | kW
[6 empty] | 2286 | 68550 | 1142.5 | 19.0417 | 3.0084 | kW
[6 empty] | 2287 | 68580 | 1143 | 19.05 | 3.0115 | kW
[6 empty] | 2288 | 68610 | 1143.5 | 19.0583 | 3.0146 | kW
[6 empty] | 2289 | 68640 | 1144 | 19.0667 | 3.0178 | kW
[6 empty] | 2290 | 68670 | 1144.5 | 19.075 | 3.0209 | kW
[6 empty] | 2291 | 68700 | 1145 | 19.0833 | 3.024 | kW
[6 empty] | 2292 | 68730 | 1145.5 | 19.0917 | 3.0272 | kW
[6 empty] | 2293 | 68760 | 1146 | 19.1 | 3.0303 | kW
[6 empty] | 2294 | 68790 | 1146.5 | 19.1083 | 3.0334 | kW
[6 empty] | 2295 | 68820 | 1147 | 19.1167 | 3.0366 | kW
[6 empty] | 2296 | 68850 | 1147.5 | 19.125 | 3.0397 | kW
[6 empty] | 2297 | 68880 | 1148 | 19.1333 | 3.0428 | kW
[6 empty] | 2298 | 68910 | 1148.5 | 19.1417 | 3.0459 | kW
[6 empty] | 2299 | 68940 | 1149 | 19.15 | 3.0491 | kW
[6 empty] | 2300 | 68970 | 1149.5 | 19.1583 | 3.0522 | kW
[6 empty] | 2301 | 69000 | 1150 | 19.1667 | 3.0553 | kW
[6 empty] | 2302 | 69030 | 1150.5 | 19.175 | 3.0585 | kW
[6 empty] | 2303 | 69060 | 1151 | 19.1833 | 3.0616 | kW
[6 empty] | 2304 | 69090 | 1151.5 | 19.1917 | 3.0647 | kW
[6 empty] | 2305 | 69120 | 1152 | 19.2 | 3.0679 | kW
[6 empty] | 2306 | 69150 | 1152.5 | 19.2083 | 3.071 | kW
[6 empty] | 2307 | 69180 | 1153 | 19.2167 | 3.0741 | kW
[6 empty] | 2308 | 69210 | 1153.5 | 19.225 | 3.0773 | kW
[6 empty] | 2309 | 69240 | 1154 | 19.2333 | 3.0804 | kW
[6 empty] | 2310 | 69270 | 1154.5 | 19.2417 | 3.0835 | kW
[6 empty] | 2311 | 69300 | 1155 | 19.25 | 3.0867 | kW
[6 empty] | 2312 | 69330 | 1155.5 | 19.2583 | 3.0898 | kW
[6 empty] | 2313 | 69360 | 1156 | 19.2667 | 3.0929 | kW
[6 empty] | 2314 | 69390 | 1156.5 | 19.275 | 3.096 | kW
[6 empty] | 2315 | 69420 | 1157 | 19.2833 | 3.0992 | kW
[6 empty] | 2316 | 69450 | 1157.5 | 19.2917 | 3.1023 | kW
[6 empty] | 2317 | 69480 | 1158 | 19.3 | 3.1054 | kW
[6 empty] | 2318 | 69510 | 1158.5 | 19.3083 | 3.1086 | kW
[6 empty] | 2319 | 69540 | 1159 | 19.3167 | 3.1117 | kW
[6 empty] | 2320 | 69570 | 1159.5 | 19.325 | 3.1148 | kW
[6 empty] | 2321 | 69600 | 1160 | 19.3333 | 3.118 | kW
[6 empty] | 2322 | 69630 | 1160.5 | 19.3417 | 3.1211 | kW
[6 empty] | 2323 | 69660 | 1161 | 19.35 | 3.1242 | kW
[6 empty] | 2324 | 69690 | 1161.5 | 19.3583 | 3.1274 | kW
[6 empty] | 2325 | 69720 | 1162 | 19.3667 | 3.1305 | kW
[6 empty] | 2326 | 69750 | 1162.5 | 19.375 | 3.1336 | kW
[6 empty] | 2327 | 69780 | 1163 | 19.3833 | 3.1368 | kW
[6 empty] | 2328 | 69810 | 1163.5 | 19.3917 | 3.1399 | kW
[6 empty] | 2329 | 69840 | 1164 | 19.4 | 3.143 | kW
[6 empty] | 2330 | 69870 | 1164.5 | 19.4083 | 3.1461 | kW
[6 empty] | 2331 | 69900 | 1165 | 19.4167 | 3.1493 | kW
[6 empty] | 2332 | 69930 | 1165.5 | 19.425 | 3.1524 | kW
[6 empty] | 2333 | 69960 | 1166 | 19.4333 | 3.1555 | kW
[6 empty] | 2334 | 69990 | 1166.5 | 19.4417 | 3.1587 | kW
[6 empty] | 2335 | 70020 | 1167 | 19.45 | 3.1618 | kW
[6 empty] | 2336 | 70050 | 1167.5 | 19.4583 | 3.1649 | kW
[6 empty] | 2337 | 70080 | 1168 | 19.4667 | 3.1681 | kW
[6 empty] | 2338 | 70110 | 1168.5 | 19.475 | 3.1712 | kW
[6 empty] | 2339 | 70140 | 1169 | 19.4833 | 3.1743 | kW
[6 empty] | 2340 | 70170 | 1169.5 | 19.4917 | 3.1775 | kW
[6 empty] | 2341 | 70200 | 1170 | 19.5 | 3.1806 | kW
[6 empty] | 2342 | 70230 | 1170.5 | 19.5083 | 3.1837 | kW
[6 empty] | 2343 | 70260 | 1171 | 19.5167 | 3.1869 | kW
[6 empty] | 2344 | 70290 | 1171.5 | 19.525 | 3.19 | kW
[6 empty] | 2345 | 70320 | 1172 | 19.5333 | 3.1931 | kW
[6 empty] | 2346 | 70350 | 1172.5 | 19.5417 | 3.1962 | kW
[6 empty] | 2347 | 70380 | 1173 | 19.55 | 3.1994 | kW
[6 empty] | 2348 | 70410 | 1173.5 | 19.5583 | 3.2025 | kW
[6 empty] | 2349 | 70440 | 1174 | 19.5667 | 3.2056 | kW
[6 empty] | 2350 | 70470 | 1174.5 | 19.575 | 3.2088 | kW
[6 empty] | 2351 | 70500 | 1175 | 19.5833 | 3.2119 | kW
[6 empty] | 2352 | 70530 | 1175.5 | 19.5917 | 3.215 | kW
[6 empty] | 2353 | 70560 | 1176 | 19.6 | 3.2182 | kW
[6 empty] | 2354 | 70590 | 1176.5 | 19.6083 | 3.2213 | kW
[6 empty] | 2355 | 70620 | 1177 | 19.6167 | 3.2244 | kW
[6 empty] | 2356 | 70650 | 1177.5 | 19.625 | 3.2276 | kW
[6 empty] | 2357 | 70680 | 1178 | 19.6333 | 3.2307 | kW
[6 empty] | 2358 | 70710 | 1178.5 | 19.6417 | 3.2338 | kW
[6 empty] | 2359 | 70740 | 1179 | 19.65 | 3.237 | kW
[6 empty] | 2360 | 70770 | 1179.5 | 19.6583 | 3.2401 | kW
[6 empty] | 2361 | 70800 | 1180 | 19.6667 | 3.2432 | kW
[6 empty] | 2362 | 70830 | 1180.5 | 19.675 | 3.2463 | kW
[6 empty] | 2363 | 70860 | 1181 | 19.6833 | 3.2495 | kW
[6 empty] | 2364 | 70890 | 1181.5 | 19.6917 | 3.2526 | kW
[6 empty] | 2365 | 70920 | 1182 | 19.7 | 3.2557 | kW
[6 empty] | 2366 | 70950 | 1182.5 | 19.7083 | 3.2589 | kW
[6 empty] | 2367 | 70980 | 1183 | 19.7167 | 3.262 | kW
[6 empty] | 2368 | 71010 | 1183.5 | 19.725 | 3.2651 | kW
[6 empty] | 2369 | 71040 | 1184 | 19.7333 | 3.2683 | kW
[6 empty] | 2370 | 71070 | 1184.5 | 19.7417 | 3.2714 | kW
[6 empty] | 2371 | 71100 | 1185 | 19.75 | 3.2745 | kW
[6 empty] | 2372 | 71130 | 1185.5 | 19.7583 | 3.2777 | kW
[6 empty] | 2373 | 71160 | 1186 | 19.7667 | 3.2808 | kW
[6 empty] | 2374 | 71190 | 1186.5 | 19.775 | 3.2839 | kW
[6 empty] | 2375 | 71220 | 1187 | 19.7833 | 3.2871 | kW
[6 empty] | 2376 | 71250 | 1187.5 | 19.7917 | 3.2902 | kW
[6 empty] | 2377 | 71280 | 1188 | 19.8 | 3.2933 | kW
[6 empty] | 2378 | 71310 | 1188.5 | 19.8083 | 3.2964 | kW
[6 empty] | 2379 | 71340 | 1189 | 19.8167 | 3.2996 | kW
[6 empty] | 2380 | 71370 | 1189.5 | 19.825 | 3.3027 | kW
[6 empty] | 2381 | 71400 | 1190 | 19.8333 | 3.3058 | kW
[6 empty] | 2382 | 71430 | 1190.5 | 19.8417 | 3.309 | kW
[6 empty] | 2383 | 71460 | 1191 | 19.85 | 3.3121 | kW
[6 empty] | 2384 | 71490 | 1191.5 | 19.8583 | 3.3152 | kW
[6 empty] | 2385 | 71520 | 1192 | 19.8667 | 3.3184 | kW
[6 empty] | 2386 | 71550 | 1192.5 | 19.875 | 3.3215 | kW
[6 empty] | 2387 | 71580 | 1193 | 19.8833 | 3.3246 | kW
[6 empty] | 2388 | 71610 | 1193.5 | 19.8917 | 3.3278 | kW
[6 empty] | 2389 | 71640 | 1194 | 19.9 | 3.3309 | kW
[6 empty] | 2390 | 71670 | 1194.5 | 19.9083 | 3.334 | kW
[6 empty] | 2391 | 71700 | 1195 | 19.9167 | 3.3372 | kW
[6 empty] | 2392 | 71730 | 1195.5 | 19.925 | 3.3403 | kW
[6 empty] | 2393 | 71760 | 1196 | 19.9333 | 3.3434 | kW
[6 empty] | 2394 | 71790 | 1196.5 | 19.9417 | 3.3465 | kW
[6 empty] | 2395 | 71820 | 1197 | 19.95 | 3.3497 | kW
[6 empty] | 2396 | 71850 | 1197.5 | 19.9583 | 3.3528 | kW
[6 empty] | 2397 | 71880 | 1198 | 19.9667 | 3.3559 | kW
[6 empty] | 2398 | 71910 | 1198.5 | 19.975 | 3.3591 | kW
[6 empty] | 2399 | 71940 | 1199 | 19.9833 | 3.3622 | kW
[6 empty] | 2400 | 71970 | 1199.5 | 19.9917 | 3.3641 | kW
[6 empty] | 2401 | 72000 | 1200 | 20 | 3.3644 | kW
[6 empty] | 2402 | 72030 | 1200.5 | 20.0083 | 3.3626 | kW
[6 empty] | 2403 | 72060 | 1201 | 20.0167 | 3.3602 | kW
[6 empty] | 2404 | 72090 | 1201.5 | 20.025 | 3.3573 | kW
[6 empty] | 2405 | 72120 | 1202 | 20.0333 | 3.3545 | kW
[6 empty] | 2406 | 72150 | 1202.5 | 20.0417 | 3.3515 | kW
[6 empty] | 2407 | 72180 | 1203 | 20.05 | 3.3486 | kW
[6 empty] | 2408 | 72210 | 1203.5 | 20.0583 | 3.3458 | kW
[6 empty] | 2409 | 72240 | 1204 | 20.0667 | 3.343 | kW
[6 empty] | 2410 | 72270 | 1204.5 | 20.075 | 3.3401 | kW
[6 empty] | 2411 | 72300 | 1205 | 20.0833 | 3.3373 | kW
[6 empty] | 2412 | 72330 | 1205.5 | 20.0917 | 3.3345 | kW
[6 empty] | 2413 | 72360 | 1206 | 20.1 | 3.3316 | kW
[6 empty] | 2414 | 72390 | 1206.5 | 20.1083 | 3.3288 | kW
[6 empty] | 2415 | 72420 | 1207 | 20.1167 | 3.326 | kW
[6 empty] | 2416 | 72450 | 1207.5 | 20.125 | 3.3232 | kW
[6 empty] | 2417 | 72480 | 1208 | 20.1333 | 3.3203 | kW
[6 empty] | 2418 | 72510 | 1208.5 | 20.1417 | 3.3175 | kW
[6 empty] | 2419 | 72540 | 1209 | 20.15 | 3.3147 | kW
[6 empty] | 2420 | 72570 | 1209.5 | 20.1583 | 3.3119 | kW
[6 empty] | 2421 | 72600 | 1210 | 20.1667 | 3.309 | kW
[6 empty] | 2422 | 72630 | 1210.5 | 20.175 | 3.3062 | kW
[6 empty] | 2423 | 72660 | 1211 | 20.1833 | 3.3034 | kW
[6 empty] | 2424 | 72690 | 1211.5 | 20.1917 | 3.3006 | kW
[6 empty] | 2425 | 72720 | 1212 | 20.2 | 3.2977 | kW
[6 empty] | 2426 | 72750 | 1212.5 | 20.2083 | 3.2949 | kW
[6 empty] | 2427 | 72780 | 1213 | 20.2167 | 3.2921 | kW
[6 empty] | 2428 | 72810 | 1213.5 | 20.225 | 3.2893 | kW
[6 empty] | 2429 | 72840 | 1214 | 20.2333 | 3.2864 | kW
[6 empty] | 2430 | 72870 | 1214.5 | 20.2417 | 3.2836 | kW
[6 empty] | 2431 | 72900 | 1215 | 20.25 | 3.2808 | kW
[6 empty] | 2432 | 72930 | 1215.5 | 20.2583 | 3.278 | kW
[6 empty] | 2433 | 72960 | 1216 | 20.2667 | 3.2751 | kW
[6 empty] | 2434 | 72990 | 1216.5 | 20.275 | 3.2723 | kW
[6 empty] | 2435 | 73020 | 1217 | 20.2833 | 3.2695 | kW
[6 empty] | 2436 | 73050 | 1217.5 | 20.2917 | 3.2667 | kW
[6 empty] | 2437 | 73080 | 1218 | 20.3 | 3.2638 | kW
[6 empty] | 2438 | 73110 | 1218.5 | 20.3083 | 3.261 | kW
[6 empty] | 2439 | 73140 | 1219 | 20.3167 | 3.2582 | kW
[6 empty] | 2440 | 73170 | 1219.5 | 20.325 | 3.2554 | kW
[6 empty] | 2441 | 73200 | 1220 | 20.3333 | 3.2525 | kW
[6 empty] | 2442 | 73230 | 1220.5 | 20.3417 | 3.2497 | kW
[6 empty] | 2443 | 73260 | 1221 | 20.35 | 3.2469 | kW
[6 empty] | 2444 | 73290 | 1221.5 | 20.3583 | 3.2441 | kW
[6 empty] | 2445 | 73320 | 1222 | 20.3667 | 3.2412 | kW
[6 empty] | 2446 | 73350 | 1222.5 | 20.375 | 3.2384 | kW
[6 empty] | 2447 | 73380 | 1223 | 20.3833 | 3.2356 | kW
[6 empty] | 2448 | 73410 | 1223.5 | 20.3917 | 3.2328 | kW
[6 empty] | 2449 | 73440 | 1224 | 20.4 | 3.2299 | kW
[6 empty] | 2450 | 73470 | 1224.5 | 20.4083 | 3.2271 | kW
[6 empty] | 2451 | 73500 | 1225 | 20.4167 | 3.2243 | kW
[6 empty] | 2452 | 73530 | 1225.5 | 20.425 | 3.2215 | kW
[6 empty] | 2453 | 73560 | 1226 | 20.4333 | 3.2187 | kW
[6 empty] | 2454 | 73590 | 1226.5 | 20.4417 | 3.2158 | kW
[6 empty] | 2455 | 73620 | 1227 | 20.45 | 3.213 | kW
[6 empty] | 2456 | 73650 | 1227.5 | 20.4583 | 3.2102 | kW
[6 empty] | 2457 | 73680 | 1228 | 20.4667 | 3.2074 | kW
[6 empty] | 2458 | 73710 | 1228.5 | 20.475 | 3.2045 | kW
[6 empty] | 2459 | 73740 | 1229 | 20.4833 | 3.2017 | kW
[6 empty] | 2460 | 73770 | 1229.5 | 20.4917 | 3.1989 | kW
[6 empty] | 2461 | 73800 | 1230 | 20.5 | 3.1961 | kW
[6 empty] | 2462 | 73830 | 1230.5 | 20.5083 | 3.1932 | kW
[6 empty] | 2463 | 73860 | 1231 | 20.5167 | 3.1904 | kW
[6 empty] | 2464 | 73890 | 1231.5 | 20.525 | 3.1876 | kW
[6 empty] | 2465 | 73920 | 1232 | 20.5333 | 3.1848 | kW
[6 empty] | 2466 | 73950 | 1232.5 | 20.5417 | 3.1819 | kW
[6 empty] | 2467 | 73980 | 1233 | 20.55 | 3.1791 | kW
[6 empty] | 2468 | 74010 | 1233.5 | 20.5583 | 3.1763 | kW
[6 empty] | 2469 | 74040 | 1234 | 20.5667 | 3.1735 | kW
[6 empty] | 2470 | 74070 | 1234.5 | 20.575 | 3.1706 | kW
[6 empty] | 2471 | 74100 | 1235 | 20.5833 | 3.1678 | kW
[6 empty] | 2472 | 74130 | 1235.5 | 20.5917 | 3.165 | kW
[6 empty] | 2473 | 74160 | 1236 | 20.6 | 3.1622 | kW
[6 empty] | 2474 | 74190 | 1236.5 | 20.6083 | 3.1594 | kW
[6 empty] | 2475 | 74220 | 1237 | 20.6167 | 3.1565 | kW
[6 empty] | 2476 | 74250 | 1237.5 | 20.625 | 3.1537 | kW
[6 empty] | 2477 | 74280 | 1238 | 20.6333 | 3.1509 | kW
[6 empty] | 2478 | 74310 | 1238.5 | 20.6417 | 3.1481 | kW
[6 empty] | 2479 | 74340 | 1239 | 20.65 | 3.1452 | kW
[6 empty] | 2480 | 74370 | 1239.5 | 20.6583 | 3.1424 | kW
[6 empty] | 2481 | 74400 | 1240 | 20.6667 | 3.1396 | kW
[6 empty] | 2482 | 74430 | 1240.5 | 20.675 | 3.1368 | kW
[6 empty] | 2483 | 74460 | 1241 | 20.6833 | 3.1339 | kW
[6 empty] | 2484 | 74490 | 1241.5 | 20.6917 | 3.1311 | kW
[6 empty] | 2485 | 74520 | 1242 | 20.7 | 3.1283 | kW
[6 empty] | 2486 | 74550 | 1242.5 | 20.7083 | 3.1255 | kW
[6 empty] | 2487 | 74580 | 1243 | 20.7167 | 3.1226 | kW
[6 empty] | 2488 | 74610 | 1243.5 | 20.725 | 3.1198 | kW
[6 empty] | 2489 | 74640 | 1244 | 20.7333 | 3.117 | kW
[6 empty] | 2490 | 74670 | 1244.5 | 20.7417 | 3.1142 | kW
[6 empty] | 2491 | 74700 | 1245 | 20.75 | 3.1114 | kW
[6 empty] | 2492 | 74730 | 1245.5 | 20.7583 | 3.1085 | kW
[6 empty] | 2493 | 74760 | 1246 | 20.7667 | 3.1057 | kW
[6 empty] | 2494 | 74790 | 1246.5 | 20.775 | 3.1029 | kW
[6 empty] | 2495 | 74820 | 1247 | 20.7833 | 3.1001 | kW
[6 empty] | 2496 | 74850 | 1247.5 | 20.7917 | 3.0972 | kW
[6 empty] | 2497 | 74880 | 1248 | 20.8 | 3.0944 | kW
[6 empty] | 2498 | 74910 | 1248.5 | 20.8083 | 3.0916 | kW
[6 empty] | 2499 | 74940 | 1249 | 20.8167 | 3.0888 | kW
[6 empty] | 2500 | 74970 | 1249.5 | 20.825 | 3.0859 | kW
[6 empty] | 2501 | 75000 | 1250 | 20.8333 | 3.0831 | kW
[6 empty] | 2502 | 75030 | 1250.5 | 20.8417 | 3.0803 | kW
[6 empty] | 2503 | 75060 | 1251 | 20.85 | 3.0775 | kW
[6 empty] | 2504 | 75090 | 1251.5 | 20.8583 | 3.0746 | kW
[6 empty] | 2505 | 75120 | 1252 | 20.8667 | 3.0718 | kW
[6 empty] | 2506 | 75150 | 1252.5 | 20.875 | 3.069 | kW
[6 empty] | 2507 | 75180 | 1253 | 20.8833 | 3.0662 | kW
[6 empty] | 2508 | 75210 | 1253.5 | 20.8917 | 3.0633 | kW
[6 empty] | 2509 | 75240 | 1254 | 20.9 | 3.0605 | kW
[6 empty] | 2510 | 75270 | 1254.5 | 20.9083 | 3.0577 | kW
[6 empty] | 2511 | 75300 | 1255 | 20.9167 | 3.0549 | kW
[6 empty] | 2512 | 75330 | 1255.5 | 20.925 | 3.0521 | kW
[6 empty] | 2513 | 75360 | 1256 | 20.9333 | 3.0492 | kW
[6 empty] | 2514 | 75390 | 1256.5 | 20.9417 | 3.0464 | kW
[6 empty] | 2515 | 75420 | 1257 | 20.95 | 3.0436 | kW
[6 empty] | 2516 | 75450 | 1257.5 | 20.9583 | 3.0408 | kW
[6 empty] | 2517 | 75480 | 1258 | 20.9667 | 3.0379 | kW
[6 empty] | 2518 | 75510 | 1258.5 | 20.975 | 3.0351 | kW
[6 empty] | 2519 | 75540 | 1259 | 20.9833 | 3.0323 | kW
[6 empty] | 2520 | 75570 | 1259.5 | 20.9917 | 3.0295 | kW
[6 empty] | 2521 | 75600 | 1260 | 21 | 3.026 | kW
[6 empty] | 2522 | 75630 | 1260.5 | 21.0083 | 3.022 | kW
[6 empty] | 2523 | 75660 | 1261 | 21.0167 | 3.0178 | kW
[6 empty] | 2524 | 75690 | 1261.5 | 21.025 | 3.0137 | kW
[6 empty] | 2525 | 75720 | 1262 | 21.0333 | 3.0097 | kW
[6 empty] | 2526 | 75750 | 1262.5 | 21.0417 | 3.0056 | kW
[6 empty] | 2527 | 75780 | 1263 | 21.05 | 3.0015 | kW
[6 empty] | 2528 | 75810 | 1263.5 | 21.0583 | 2.9974 | kW
[6 empty] | 2529 | 75840 | 1264 | 21.0667 | 2.9933 | kW
[6 empty] | 2530 | 75870 | 1264.5 | 21.075 | 2.9892 | kW
[6 empty] | 2531 | 75900 | 1265 | 21.0833 | 2.9851 | kW
[6 empty] | 2532 | 75930 | 1265.5 | 21.0917 | 2.981 | kW
[6 empty] | 2533 | 75960 | 1266 | 21.1 | 2.977 | kW
[6 empty] | 2534 | 75990 | 1266.5 | 21.1083 | 2.9729 | kW
[6 empty] | 2535 | 76020 | 1267 | 21.1167 | 2.9688 | kW
[6 empty] | 2536 | 76050 | 1267.5 | 21.125 | 2.9647 | kW
[6 empty] | 2537 | 76080 | 1268 | 21.1333 | 2.9606 | kW
[6 empty] | 2538 | 76110 | 1268.5 | 21.1417 | 2.9565 | kW
[6 empty] | 2539 | 76140 | 1269 | 21.15 | 2.9524 | kW
[6 empty] | 2540 | 76170 | 1269.5 | 21.1583 | 2.9483 | kW
[6 empty] | 2541 | 76200 | 1270 | 21.1667 | 2.9443 | kW
[6 empty] | 2542 | 76230 | 1270.5 | 21.175 | 2.9402 | kW
[6 empty] | 2543 | 76260 | 1271 | 21.1833 | 2.9361 | kW
[6 empty] | 2544 | 76290 | 1271.5 | 21.1917 | 2.932 | kW
[6 empty] | 2545 | 76320 | 1272 | 21.2 | 2.9279 | kW
[6 empty] | 2546 | 76350 | 1272.5 | 21.2083 | 2.9238 | kW
[6 empty] | 2547 | 76380 | 1273 | 21.2167 | 2.9197 | kW
[6 empty] | 2548 | 76410 | 1273.5 | 21.225 | 2.9156 | kW
[6 empty] | 2549 | 76440 | 1274 | 21.2333 | 2.9116 | kW
[6 empty] | 2550 | 76470 | 1274.5 | 21.2417 | 2.9075 | kW
[6 empty] | 2551 | 76500 | 1275 | 21.25 | 2.9034 | kW
[6 empty] | 2552 | 76530 | 1275.5 | 21.2583 | 2.8993 | kW
[6 empty] | 2553 | 76560 | 1276 | 21.2667 | 2.8952 | kW
[6 empty] | 2554 | 76590 | 1276.5 | 21.275 | 2.8911 | kW
[6 empty] | 2555 | 76620 | 1277 | 21.2833 | 2.887 | kW
[6 empty] | 2556 | 76650 | 1277.5 | 21.2917 | 2.8829 | kW
[6 empty] | 2557 | 76680 | 1278 | 21.3 | 2.8789 | kW
[6 empty] | 2558 | 76710 | 1278.5 | 21.3083 | 2.8748 | kW
[6 empty] | 2559 | 76740 | 1279 | 21.3167 | 2.8707 | kW
[6 empty] | 2560 | 76770 | 1279.5 | 21.325 | 2.8666 | kW
[6 empty] | 2561 | 76800 | 1280 | 21.3333 | 2.8625 | kW
[6 empty] | 2562 | 76830 | 1280.5 | 21.3417 | 2.8584 | kW
[6 empty] | 2563 | 76860 | 1281 | 21.35 | 2.8543 | kW
[6 empty] | 2564 | 76890 | 1281.5 | 21.3583 | 2.8502 | kW
[6 empty] | 2565 | 76920 | 1282 | 21.3667 | 2.8462 | kW
[6 empty] | 2566 | 76950 | 1282.5 | 21.375 | 2.8421 | kW
[6 empty] | 2567 | 76980 | 1283 | 21.3833 | 2.838 | kW
[6 empty] | 2568 | 77010 | 1283.5 | 21.3917 | 2.8339 | kW
[6 empty] | 2569 | 77040 | 1284 | 21.4 | 2.8298 | kW
[6 empty] | 2570 | 77070 | 1284.5 | 21.4083 | 2.8257 | kW
[6 empty] | 2571 | 77100 | 1285 | 21.4167 | 2.8216 | kW
[6 empty] | 2572 | 77130 | 1285.5 | 21.425 | 2.8175 | kW
[6 empty] | 2573 | 77160 | 1286 | 21.4333 | 2.8135 | kW
[6 empty] | 2574 | 77190 | 1286.5 | 21.4417 | 2.8094 | kW
[6 empty] | 2575 | 77220 | 1287 | 21.45 | 2.8053 | kW
[6 empty] | 2576 | 77250 | 1287.5 | 21.4583 | 2.8012 | kW
[6 empty] | 2577 | 77280 | 1288 | 21.4667 | 2.7971 | kW
[6 empty] | 2578 | 77310 | 1288.5 | 21.475 | 2.793 | kW
[6 empty] | 2579 | 77340 | 1289 | 21.4833 | 2.7889 | kW
[6 empty] | 2580 | 77370 | 1289.5 | 21.4917 | 2.7848 | kW
[6 empty] | 2581 | 77400 | 1290 | 21.5 | 2.7808 | kW
[6 empty] | 2582 | 77430 | 1290.5 | 21.5083 | 2.7767 | kW
[6 empty] | 2583 | 77460 | 1291 | 21.5167 | 2.7726 | kW
[6 empty] | 2584 | 77490 | 1291.5 | 21.525 | 2.7685 | kW
[6 empty] | 2585 | 77520 | 1292 | 21.5333 | 2.7644 | kW
[6 empty] | 2586 | 77550 | 1292.5 | 21.5417 | 2.7603 | kW
[6 empty] | 2587 | 77580 | 1293 | 21.55 | 2.7562 | kW
[6 empty] | 2588 | 77610 | 1293.5 | 21.5583 | 2.7521 | kW
[6 empty] | 2589 | 77640 | 1294 | 21.5667 | 2.7481 | kW
[6 empty] | 2590 | 77670 | 1294.5 | 21.575 | 2.744 | kW
[6 empty] | 2591 | 77700 | 1295 | 21.5833 | 2.7399 | kW
[6 empty] | 2592 | 77730 | 1295.5 | 21.5917 | 2.7358 | kW
[6 empty] | 2593 | 77760 | 1296 | 21.6 | 2.7317 | kW
[6 empty] | 2594 | 77790 | 1296.5 | 21.6083 | 2.7276 | kW
[6 empty] | 2595 | 77820 | 1297 | 21.6167 | 2.7235 | kW
[6 empty] | 2596 | 77850 | 1297.5 | 21.625 | 2.7194 | kW
[6 empty] | 2597 | 77880 | 1298 | 21.6333 | 2.7154 | kW
[6 empty] | 2598 | 77910 | 1298.5 | 21.6417 | 2.7113 | kW
[6 empty] | 2599 | 77940 | 1299 | 21.65 | 2.7072 | kW
[6 empty] | 2600 | 77970 | 1299.5 | 21.6583 | 2.7031 | kW
[6 empty] | 2601 | 78000 | 1300 | 21.6667 | 2.699 | kW
[6 empty] | 2602 | 78030 | 1300.5 | 21.675 | 2.6949 | kW
[6 empty] | 2603 | 78060 | 1301 | 21.6833 | 2.6908 | kW
[6 empty] | 2604 | 78090 | 1301.5 | 21.6917 | 2.6867 | kW
[6 empty] | 2605 | 78120 | 1302 | 21.7 | 2.6827 | kW
[6 empty] | 2606 | 78150 | 1302.5 | 21.7083 | 2.6786 | kW
[6 empty] | 2607 | 78180 | 1303 | 21.7167 | 2.6745 | kW
[6 empty] | 2608 | 78210 | 1303.5 | 21.725 | 2.6704 | kW
[6 empty] | 2609 | 78240 | 1304 | 21.7333 | 2.6663 | kW
[6 empty] | 2610 | 78270 | 1304.5 | 21.7417 | 2.6622 | kW
[6 empty] | 2611 | 78300 | 1305 | 21.75 | 2.6581 | kW
[6 empty] | 2612 | 78330 | 1305.5 | 21.7583 | 2.654 | kW
[6 empty] | 2613 | 78360 | 1306 | 21.7667 | 2.65 | kW
[6 empty] | 2614 | 78390 | 1306.5 | 21.775 | 2.6459 | kW
[6 empty] | 2615 | 78420 | 1307 | 21.7833 | 2.6418 | kW
[6 empty] | 2616 | 78450 | 1307.5 | 21.7917 | 2.6377 | kW
[6 empty] | 2617 | 78480 | 1308 | 21.8 | 2.6336 | kW
[6 empty] | 2618 | 78510 | 1308.5 | 21.8083 | 2.6295 | kW
[6 empty] | 2619 | 78540 | 1309 | 21.8167 | 2.6254 | kW
[6 empty] | 2620 | 78570 | 1309.5 | 21.825 | 2.6213 | kW
[6 empty] | 2621 | 78600 | 1310 | 21.8333 | 2.6173 | kW
[6 empty] | 2622 | 78630 | 1310.5 | 21.8417 | 2.6132 | kW
[6 empty] | 2623 | 78660 | 1311 | 21.85 | 2.6091 | kW
[6 empty] | 2624 | 78690 | 1311.5 | 21.8583 | 2.605 | kW
[6 empty] | 2625 | 78720 | 1312 | 21.8667 | 2.6009 | kW
[6 empty] | 2626 | 78750 | 1312.5 | 21.875 | 2.5968 | kW
[6 empty] | 2627 | 78780 | 1313 | 21.8833 | 2.5927 | kW
[6 empty] | 2628 | 78810 | 1313.5 | 21.8917 | 2.5886 | kW
[6 empty] | 2629 | 78840 | 1314 | 21.9 | 2.5846 | kW
[6 empty] | 2630 | 78870 | 1314.5 | 21.9083 | 2.5805 | kW
[6 empty] | 2631 | 78900 | 1315 | 21.9167 | 2.5764 | kW
[6 empty] | 2632 | 78930 | 1315.5 | 21.925 | 2.5723 | kW
[6 empty] | 2633 | 78960 | 1316 | 21.9333 | 2.5682 | kW
[6 empty] | 2634 | 78990 | 1316.5 | 21.9417 | 2.5641 | kW
[6 empty] | 2635 | 79020 | 1317 | 21.95 | 2.56 | kW
[6 empty] | 2636 | 79050 | 1317.5 | 21.9583 | 2.5559 | kW
[6 empty] | 2637 | 79080 | 1318 | 21.9667 | 2.5519 | kW
[6 empty] | 2638 | 79110 | 1318.5 | 21.975 | 2.5478 | kW
[6 empty] | 2639 | 79140 | 1319 | 21.9833 | 2.5437 | kW
[6 empty] | 2640 | 79170 | 1319.5 | 21.9917 | 2.5396 | kW
[6 empty] | 2641 | 79200 | 1320 | 22 | 2.5358 | kW
[6 empty] | 2642 | 79230 | 1320.5 | 22.0083 | 2.5321 | kW
[6 empty] | 2643 | 79260 | 1321 | 22.0167 | 2.5284 | kW
[6 empty] | 2644 | 79290 | 1321.5 | 22.025 | 2.5248 | kW
[6 empty] | 2645 | 79320 | 1322 | 22.0333 | 2.5211 | kW
[6 empty] | 2646 | 79350 | 1322.5 | 22.0417 | 2.5175 | kW
[6 empty] | 2647 | 79380 | 1323 | 22.05 | 2.5139 | kW
[6 empty] | 2648 | 79410 | 1323.5 | 22.0583 | 2.5102 | kW
[6 empty] | 2649 | 79440 | 1324 | 22.0667 | 2.5066 | kW
[6 empty] | 2650 | 79470 | 1324.5 | 22.075 | 2.5029 | kW
[6 empty] | 2651 | 79500 | 1325 | 22.0833 | 2.4993 | kW
[6 empty] | 2652 | 79530 | 1325.5 | 22.0917 | 2.4956 | kW
[6 empty] | 2653 | 79560 | 1326 | 22.1 | 2.492 | kW
[6 empty] | 2654 | 79590 | 1326.5 | 22.1083 | 2.4883 | kW
[6 empty] | 2655 | 79620 | 1327 | 22.1167 | 2.4847 | kW
[6 empty] | 2656 | 79650 | 1327.5 | 22.125 | 2.4811 | kW
[6 empty] | 2657 | 79680 | 1328 | 22.1333 | 2.4774 | kW
[6 empty] | 2658 | 79710 | 1328.5 | 22.1417 | 2.4738 | kW
[6 empty] | 2659 | 79740 | 1329 | 22.15 | 2.4701 | kW
[6 empty] | 2660 | 79770 | 1329.5 | 22.1583 | 2.4665 | kW
[6 empty] | 2661 | 79800 | 1330 | 22.1667 | 2.4628 | kW
[6 empty] | 2662 | 79830 | 1330.5 | 22.175 | 2.4592 | kW
[6 empty] | 2663 | 79860 | 1331 | 22.1833 | 2.4555 | kW
[6 empty] | 2664 | 79890 | 1331.5 | 22.1917 | 2.4519 | kW
[6 empty] | 2665 | 79920 | 1332 | 22.2 | 2.4482 | kW
[6 empty] | 2666 | 79950 | 1332.5 | 22.2083 | 2.4446 | kW
[6 empty] | 2667 | 79980 | 1333 | 22.2167 | 2.441 | kW
[6 empty] | 2668 | 80010 | 1333.5 | 22.225 | 2.4364 | kW
[6 empty] | 2669 | 80040 | 1334 | 22.2333 | 2.4321 | kW
[6 empty] | 2670 | 80070 | 1334.5 | 22.2417 | 2.4293 | kW
[6 empty] | 2671 | 80100 | 1335 | 22.25 | 2.4251 | kW
[6 empty] | 2672 | 80130 | 1335.5 | 22.2583 | 2.4219 | kW
[6 empty] | 2673 | 80160 | 1336 | 22.2667 | 2.4186 | kW
[6 empty] | 2674 | 80190 | 1336.5 | 22.275 | 2.415 | kW
[6 empty] | 2675 | 80220 | 1337 | 22.2833 | 2.4109 | kW
[6 empty] | 2676 | 80250 | 1337.5 | 22.2917 | 2.4074 | kW
[6 empty] | 2677 | 80280 | 1338 | 22.3 | 2.4039 | kW
[6 empty] | 2678 | 80310 | 1338.5 | 22.3083 | 2.4004 | kW
[6 empty] | 2679 | 80340 | 1339 | 22.3167 | 2.3969 | kW
[6 empty] | 2680 | 80370 | 1339.5 | 22.325 | 2.3934 | kW
[6 empty] | 2681 | 80400 | 1340 | 22.3333 | 2.3898 | kW
[6 empty] | 2682 | 80430 | 1340.5 | 22.3417 | 2.3857 | kW
[6 empty] | 2683 | 80460 | 1341 | 22.35 | 2.3821 | kW
[6 empty] | 2684 | 80490 | 1341.5 | 22.3583 | 2.3785 | kW
[6 empty] | 2685 | 80520 | 1342 | 22.3667 | 2.3749 | kW
[6 empty] | 2686 | 80550 | 1342.5 | 22.375 | 2.3713 | kW
[6 empty] | 2687 | 80580 | 1343 | 22.3833 | 2.3677 | kW
[6 empty] | 2688 | 80610 | 1343.5 | 22.3917 | 2.3641 | kW
[6 empty] | 2689 | 80640 | 1344 | 22.4 | 2.3605 | kW
[6 empty] | 2690 | 80670 | 1344.5 | 22.4083 | 2.3569 | kW
[6 empty] | 2691 | 80700 | 1345 | 22.4167 | 2.3533 | kW
[6 empty] | 2692 | 80730 | 1345.5 | 22.425 | 2.3497 | kW
[6 empty] | 2693 | 80760 | 1346 | 22.4333 | 2.3461 | kW
[6 empty] | 2694 | 80790 | 1346.5 | 22.4417 | 2.3425 | kW
[6 empty] | 2695 | 80820 | 1347 | 22.45 | 2.3386 | kW
[6 empty] | 2696 | 80850 | 1347.5 | 22.4583 | 2.3349 | kW
[6 empty] | 2697 | 80880 | 1348 | 22.4667 | 2.3312 | kW
[6 empty] | 2698 | 80910 | 1348.5 | 22.475 | 2.3276 | kW
[6 empty] | 2699 | 80940 | 1349 | 22.4833 | 2.324 | kW
[6 empty] | 2700 | 80970 | 1349.5 | 22.4917 | 2.3203 | kW
[6 empty] | 2701 | 81000 | 1350 | 22.5 | 2.3167 | kW
[6 empty] | 2702 | 81030 | 1350.5 | 22.5083 | 2.3131 | kW
[6 empty] | 2703 | 81060 | 1351 | 22.5167 | 2.3094 | kW
[6 empty] | 2704 | 81090 | 1351.5 | 22.525 | 2.3058 | kW
[6 empty] | 2705 | 81120 | 1352 | 22.5333 | 2.3022 | kW
[6 empty] | 2706 | 81150 | 1352.5 | 22.5417 | 2.2986 | kW
[6 empty] | 2707 | 81180 | 1353 | 22.55 | 2.2949 | kW
[6 empty] | 2708 | 81210 | 1353.5 | 22.5583 | 2.2913 | kW
[6 empty] | 2709 | 81240 | 1354 | 22.5667 | 2.2877 | kW
[6 empty] | 2710 | 81270 | 1354.5 | 22.575 | 2.284 | kW
[6 empty] | 2711 | 81300 | 1355 | 22.5833 | 2.2804 | kW
[6 empty] | 2712 | 81330 | 1355.5 | 22.5917 | 2.2768 | kW
[6 empty] | 2713 | 81360 | 1356 | 22.6 | 2.2731 | kW
[6 empty] | 2714 | 81390 | 1356.5 | 22.6083 | 2.2695 | kW
[6 empty] | 2715 | 81420 | 1357 | 22.6167 | 2.2659 | kW
[6 empty] | 2716 | 81450 | 1357.5 | 22.625 | 2.2623 | kW
[6 empty] | 2717 | 81480 | 1358 | 22.6333 | 2.2586 | kW
[6 empty] | 2718 | 81510 | 1358.5 | 22.6417 | 2.255 | kW
[6 empty] | 2719 | 81540 | 1359 | 22.65 | 2.2514 | kW
[6 empty] | 2720 | 81570 | 1359.5 | 22.6583 | 2.2477 | kW
[6 empty] | 2721 | 81600 | 1360 | 22.6667 | 2.2441 | kW
[6 empty] | 2722 | 81630 | 1360.5 | 22.675 | 2.2404 | kW
[6 empty] | 2723 | 81660 | 1361 | 22.6833 | 2.2367 | kW
[6 empty] | 2724 | 81690 | 1361.5 | 22.6917 | 2.2331 | kW
[6 empty] | 2725 | 81720 | 1362 | 22.7 | 2.2294 | kW
[6 empty] | 2726 | 81750 | 1362.5 | 22.7083 | 2.2258 | kW
[6 empty] | 2727 | 81780 | 1363 | 22.7167 | 2.2221 | kW
[6 empty] | 2728 | 81810 | 1363.5 | 22.725 | 2.2185 | kW
[6 empty] | 2729 | 81840 | 1364 | 22.7333 | 2.2149 | kW
[6 empty] | 2730 | 81870 | 1364.5 | 22.7417 | 2.2112 | kW
[6 empty] | 2731 | 81900 | 1365 | 22.75 | 2.2076 | kW
[6 empty] | 2732 | 81930 | 1365.5 | 22.7583 | 2.2039 | kW
[6 empty] | 2733 | 81960 | 1366 | 22.7667 | 2.2003 | kW
[6 empty] | 2734 | 81990 | 1366.5 | 22.775 | 2.1967 | kW
[6 empty] | 2735 | 82020 | 1367 | 22.7833 | 2.193 | kW
[6 empty] | 2736 | 82050 | 1367.5 | 22.7917 | 2.1894 | kW
[6 empty] | 2737 | 82080 | 1368 | 22.8 | 2.1857 | kW
[6 empty] | 2738 | 82110 | 1368.5 | 22.8083 | 2.1821 | kW
[6 empty] | 2739 | 82140 | 1369 | 22.8167 | 2.1785 | kW
[6 empty] | 2740 | 82170 | 1369.5 | 22.825 | 2.1748 | kW
[6 empty] | 2741 | 82200 | 1370 | 22.8333 | 2.1712 | kW
[6 empty] | 2742 | 82230 | 1370.5 | 22.8417 | 2.1675 | kW
[6 empty] | 2743 | 82260 | 1371 | 22.85 | 2.1639 | kW
[6 empty] | 2744 | 82290 | 1371.5 | 22.8583 | 2.1603 | kW
[6 empty] | 2745 | 82320 | 1372 | 22.8667 | 2.1566 | kW
[6 empty] | 2746 | 82350 | 1372.5 | 22.875 | 2.153 | kW
[6 empty] | 2747 | 82380 | 1373 | 22.8833 | 2.1493 | kW
[6 empty] | 2748 | 82410 | 1373.5 | 22.8917 | 2.1457 | kW
[6 empty] | 2749 | 82440 | 1374 | 22.9 | 2.1421 | kW
[6 empty] | 2750 | 82470 | 1374.5 | 22.9083 | 2.1384 | kW
[6 empty] | 2751 | 82500 | 1375 | 22.9167 | 2.1348 | kW
[6 empty] | 2752 | 82530 | 1375.5 | 22.925 | 2.1311 | kW
[6 empty] | 2753 | 82560 | 1376 | 22.9333 | 2.1275 | kW
[6 empty] | 2754 | 82590 | 1376.5 | 22.9417 | 2.1238 | kW
[6 empty] | 2755 | 82620 | 1377 | 22.95 | 2.1202 | kW
[6 empty] | 2756 | 82650 | 1377.5 | 22.9583 | 2.1166 | kW
[6 empty] | 2757 | 82680 | 1378 | 22.9667 | 2.1129 | kW
[6 empty] | 2758 | 82710 | 1378.5 | 22.975 | 2.1093 | kW
[6 empty] | 2759 | 82740 | 1379 | 22.9833 | 2.1056 | kW
[6 empty] | 2760 | 82770 | 1379.5 | 22.9917 | 2.1019 | kW
[6 empty] | 2761 | 82800 | 1380 | 23 | 2.0978 | kW
[6 empty] | 2762 | 82830 | 1380.5 | 23.0083 | 2.0933 | kW
[6 empty] | 2763 | 82860 | 1381 | 23.0167 | 2.0888 | kW
[6 empty] | 2764 | 82890 | 1381.5 | 23.025 | 2.0791 | kW
[6 empty] | 2765 | 82920 | 1382 | 23.0333 | 2.0758 | kW
[6 empty] | 2766 | 82950 | 1382.5 | 23.0417 | 2.0662 | kW
[6 empty] | 2767 | 82980 | 1383 | 23.05 | 2.0607 | kW
[6 empty] | 2768 | 83010 | 1383.5 | 23.0583 | 2.0607 | kW
[6 empty] | 2769 | 83040 | 1384 | 23.0667 | 2.0581 | kW
[6 empty] | 2770 | 83070 | 1384.5 | 23.075 | 2.0505 | kW
[6 empty] | 2771 | 83100 | 1385 | 23.0833 | 2.0476 | kW
[6 empty] | 2772 | 83130 | 1385.5 | 23.0917 | 2.0447 | kW
[6 empty] | 2773 | 83160 | 1386 | 23.1 | 2.0418 | kW
[6 empty] | 2774 | 83190 | 1386.5 | 23.1083 | 2.0389 | kW
[6 empty] | 2775 | 83220 | 1387 | 23.1167 | 2.0327 | kW
[6 empty] | 2776 | 83250 | 1387.5 | 23.125 | 2.0283 | kW
[6 empty] | 2777 | 83280 | 1388 | 23.1333 | 2.0242 | kW
[6 empty] | 2778 | 83310 | 1388.5 | 23.1417 | 2.0202 | kW
[6 empty] | 2779 | 83340 | 1389 | 23.15 | 2.0161 | kW
[6 empty] | 2780 | 83370 | 1389.5 | 23.1583 | 2.0113 | kW
[6 empty] | 2781 | 83400 | 1390 | 23.1667 | 2.0061 | kW
[6 empty] | 2782 | 83430 | 1390.5 | 23.175 | 2.0017 | kW
[6 empty] | 2783 | 83460 | 1391 | 23.1833 | 1.9973 | kW
[6 empty] | 2784 | 83490 | 1391.5 | 23.1917 | 1.9929 | kW
[6 empty] | 2785 | 83520 | 1392 | 23.2 | 1.9885 | kW
[6 empty] | 2786 | 83550 | 1392.5 | 23.2083 | 1.984 | kW
[6 empty] | 2787 | 83580 | 1393 | 23.2167 | 1.9796 | kW
[6 empty] | 2788 | 83610 | 1393.5 | 23.225 | 1.9752 | kW
[6 empty] | 2789 | 83640 | 1394 | 23.2333 | 1.9701 | kW
[6 empty] | 2790 | 83670 | 1394.5 | 23.2417 | 1.9656 | kW
[6 empty] | 2791 | 83700 | 1395 | 23.25 | 1.9611 | kW
[6 empty] | 2792 | 83730 | 1395.5 | 23.2583 | 1.9566 | kW
[6 empty] | 2793 | 83760 | 1396 | 23.2667 | 1.9521 | kW
[6 empty] | 2794 | 83790 | 1396.5 | 23.275 | 1.9476 | kW
[6 empty] | 2795 | 83820 | 1397 | 23.2833 | 1.9431 | kW
[6 empty] | 2796 | 83850 | 1397.5 | 23.2917 | 1.9386 | kW
[6 empty] | 2797 | 83880 | 1398 | 23.3 | 1.9341 | kW
[6 empty] | 2798 | 83910 | 1398.5 | 23.3083 | 1.9296 | kW
[6 empty] | 2799 | 83940 | 1399 | 23.3167 | 1.9251 | kW
[6 empty] | 2800 | 83970 | 1399.5 | 23.325 | 1.9206 | kW
[6 empty] | 2801 | 84000 | 1400 | 23.3333 | 1.9161 | kW
[6 empty] | 2802 | 84030 | 1400.5 | 23.3417 | 1.9116 | kW
[6 empty] | 2803 | 84060 | 1401 | 23.35 | 1.9071 | kW
[6 empty] | 2804 | 84090 | 1401.5 | 23.3583 | 1.9025 | kW
[6 empty] | 2805 | 84120 | 1402 | 23.3667 | 1.8979 | kW
[6 empty] | 2806 | 84150 | 1402.5 | 23.375 | 1.8933 | kW
[6 empty] | 2807 | 84180 | 1403 | 23.3833 | 1.8888 | kW
[6 empty] | 2808 | 84210 | 1403.5 | 23.3917 | 1.8843 | kW
[6 empty] | 2809 | 84240 | 1404 | 23.4 | 1.8798 | kW
[6 empty] | 2810 | 84270 | 1404.5 | 23.4083 | 1.8752 | kW
[6 empty] | 2811 | 84300 | 1405 | 23.4167 | 1.8707 | kW
[6 empty] | 2812 | 84330 | 1405.5 | 23.425 | 1.8662 | kW
[6 empty] | 2813 | 84360 | 1406 | 23.4333 | 1.8616 | kW
[6 empty] | 2814 | 84390 | 1406.5 | 23.4417 | 1.8571 | kW
[6 empty] | 2815 | 84420 | 1407 | 23.45 | 1.8526 | kW
[6 empty] | 2816 | 84450 | 1407.5 | 23.4583 | 1.8481 | kW
[6 empty] | 2817 | 84480 | 1408 | 23.4667 | 1.8435 | kW
[6 empty] | 2818 | 84510 | 1408.5 | 23.475 | 1.839 | kW
[6 empty] | 2819 | 84540 | 1409 | 23.4833 | 1.8345 | kW
[6 empty] | 2820 | 84570 | 1409.5 | 23.4917 | 1.8299 | kW
[6 empty] | 2821 | 84600 | 1410 | 23.5 | 1.8254 | kW
[6 empty] | 2822 | 84630 | 1410.5 | 23.5083 | 1.8208 | kW
[6 empty] | 2823 | 84660 | 1411 | 23.5167 | 1.8163 | kW
[6 empty] | 2824 | 84690 | 1411.5 | 23.525 | 1.8117 | kW
[6 empty] | 2825 | 84720 | 1412 | 23.5333 | 1.8072 | kW
[6 empty] | 2826 | 84750 | 1412.5 | 23.5417 | 1.8027 | kW
[6 empty] | 2827 | 84780 | 1413 | 23.55 | 1.7981 | kW
[6 empty] | 2828 | 84810 | 1413.5 | 23.5583 | 1.7936 | kW
[6 empty] | 2829 | 84840 | 1414 | 23.5667 | 1.7891 | kW
[6 empty] | 2830 | 84870 | 1414.5 | 23.575 | 1.7845 | kW
[6 empty] | 2831 | 84900 | 1415 | 23.5833 | 1.78 | kW
[6 empty] | 2832 | 84930 | 1415.5 | 23.5917 | 1.7754 | kW
[6 empty] | 2833 | 84960 | 1416 | 23.6 | 1.7709 | kW
[6 empty] | 2834 | 84990 | 1416.5 | 23.6083 | 1.7664 | kW
[6 empty] | 2835 | 85020 | 1417 | 23.6167 | 1.7618 | kW
[6 empty] | 2836 | 85050 | 1417.5 | 23.625 | 1.7573 | kW
[6 empty] | 2837 | 85080 | 1418 | 23.6333 | 1.7527 | kW
[6 empty] | 2838 | 85110 | 1418.5 | 23.6417 | 1.7482 | kW
[6 empty] | 2839 | 85140 | 1419 | 23.65 | 1.7437 | kW
[6 empty] | 2840 | 85170 | 1419.5 | 23.6583 | 1.7391 | kW
[6 empty] | 2841 | 85200 | 1420 | 23.6667 | 1.7346 | kW
[6 empty] | 2842 | 85230 | 1420.5 | 23.675 | 1.73 | kW
[6 empty] | 2843 | 85260 | 1421 | 23.6833 | 1.7255 | kW
[6 empty] | 2844 | 85290 | 1421.5 | 23.6917 | 1.721 | kW
[6 empty] | 2845 | 85320 | 1422 | 23.7 | 1.7164 | kW
[6 empty] | 2846 | 85350 | 1422.5 | 23.7083 | 1.7119 | kW
[6 empty] | 2847 | 85380 | 1423 | 23.7167 | 1.7074 | kW
[6 empty] | 2848 | 85410 | 1423.5 | 23.725 | 1.7028 | kW
[6 empty] | 2849 | 85440 | 1424 | 23.7333 | 1.6983 | kW
[6 empty] | 2850 | 85470 | 1424.5 | 23.7417 | 1.6937 | kW
[6 empty] | 2851 | 85500 | 1425 | 23.75 | 1.6892 | kW
[6 empty] | 2852 | 85530 | 1425.5 | 23.7583 | 1.6846 | kW
[6 empty] | 2853 | 85560 | 1426 | 23.7667 | 1.6801 | kW
[6 empty] | 2854 | 85590 | 1426.5 | 23.775 | 1.6756 | kW
[6 empty] | 2855 | 85620 | 1427 | 23.7833 | 1.671 | kW
[6 empty] | 2856 | 85650 | 1427.5 | 23.7917 | 1.6665 | kW
[6 empty] | 2857 | 85680 | 1428 | 23.8 | 1.6619 | kW
[6 empty] | 2858 | 85710 | 1428.5 | 23.8083 | 1.6574 | kW
[6 empty] | 2859 | 85740 | 1429 | 23.8167 | 1.6529 | kW
[6 empty] | 2860 | 85770 | 1429.5 | 23.825 | 1.6483 | kW
[6 empty] | 2861 | 85800 | 1430 | 23.8333 | 1.6438 | kW
[6 empty] | 2862 | 85830 | 1430.5 | 23.8417 | 1.6392 | kW
[6 empty] | 2863 | 85860 | 1431 | 23.85 | 1.6347 | kW
[6 empty] | 2864 | 85890 | 1431.5 | 23.8583 | 1.6301 | kW
[6 empty] | 2865 | 85920 | 1432 | 23.8667 | 1.6256 | kW
[6 empty] | 2866 | 85950 | 1432.5 | 23.875 | 1.6211 | kW
[6 empty] | 2867 | 85980 | 1433 | 23.8833 | 1.6165 | kW
[6 empty] | 2868 | 86010 | 1433.5 | 23.8917 | 1.612 | kW
[6 empty] | 2869 | 86040 | 1434 | 23.9 | 1.6074 | kW
[6 empty] | 2870 | 86070 | 1434.5 | 23.9083 | 1.6029 | kW
[6 empty] | 2871 | 86100 | 1435 | 23.9167 | 1.5983 | kW
[6 empty] | 2872 | 86130 | 1435.5 | 23.925 | 1.5938 | kW
[6 empty] | 2873 | 86160 | 1436 | 23.9333 | 1.5893 | kW
[6 empty] | 2874 | 86190 | 1436.5 | 23.9417 | 1.5847 | kW
[6 empty] | 2875 | 86220 | 1437 | 23.95 | 1.5802 | kW
[6 empty] | 2876 | 86250 | 1437.5 | 23.9583 | 1.5756 | kW
[6 empty] | 2877 | 86280 | 1438 | 23.9667 | 1.5711 | kW
[6 empty] | 2878 | 86310 | 1438.5 | 23.975 | 1.5666 | kW
[6 empty] | 2879 | 86340 | 1439 | 23.9833 | 1.562 | kW
[6 empty] | 2880 | 86370 | 1439.5 | 23.9917 | 1.5575 | kW

## GenCosts
step / index | time [s] | time [min] | time [h] | GenCosts
0 | NaN | NaN | NaN
1 | 0 | 0 | 0 | 0.09 | €/kWh | 0.09
2 | 900 | 15 | 0.25 | 0.09 | €/kWh | 0.09
3 | 1800 | 30 | 0.5 | 0.09 | €/kWh | 0.09
4 | 2700 | 45 | 0.75 | 0.09 | €/kWh | 0.09
5 | 3600 | 60 | 1 | 0.08 | €/kWh | 0.08
6 | 4500 | 75 | 1.25 | 0.08 | €/kWh | 0.08
7 | 5400 | 90 | 1.5 | 0.08 | €/kWh | 0.08
8 | 6300 | 105 | 1.75 | 0.08 | €/kWh | 0.08
9 | 7200 | 120 | 2 | 0.08 | €/kWh | 0.08
10 | 8100 | 135 | 2.25 | 0.08 | €/kWh | 0.08
11 | 9000 | 150 | 2.5 | 0.08 | €/kWh | 0.08
12 | 9900 | 165 | 2.75 | 0.08 | €/kWh | 0.08
13 | 10800 | 180 | 3 | 0.08 | €/kWh | 0.08
14 | 11700 | 195 | 3.25 | 0.08 | €/kWh | 0.08
15 | 12600 | 210 | 3.5 | 0.08 | €/kWh | 0.08
16 | 13500 | 225 | 3.75 | 0.08 | €/kWh | 0.08
17 | 14400 | 240 | 4 | 0.08 | €/kWh | 0.08
18 | 15300 | 255 | 4.25 | 0.08 | €/kWh | 0.08
19 | 16200 | 270 | 4.5 | 0.08 | €/kWh | 0.08
20 | 17100 | 285 | 4.75 | 0.08 | €/kWh | 0.08
21 | 18000 | 300 | 5 | 0.105 | €/kWh | 0.105
22 | 18900 | 315 | 5.25 | 0.105 | €/kWh | 0.105
23 | 19800 | 330 | 5.5 | 0.105 | €/kWh | 0.105
24 | 20700 | 345 | 5.75 | 0.105 | €/kWh | 0.105
25 | 21600 | 360 | 6 | 0.105 | €/kWh | 0.105
26 | 22500 | 375 | 6.25 | 0.105 | €/kWh | 0.105
27 | 23400 | 390 | 6.5 | 0.105 | €/kWh | 0.105
28 | 24300 | 405 | 6.75 | 0.105 | €/kWh | 0.105
29 | 25200 | 420 | 7 | 0.105 | €/kWh | 0.105
30 | 26100 | 435 | 7.25 | 0.105 | €/kWh | 0.105
31 | 27000 | 450 | 7.5 | 0.105 | €/kWh | 0.105
32 | 27900 | 465 | 7.75 | 0.105 | €/kWh | 0.105
33 | 28800 | 480 | 8 | 0.105 | €/kWh | 0.105
34 | 29700 | 495 | 8.25 | 0.105 | €/kWh | 0.105
35 | 30600 | 510 | 8.5 | 0.105 | €/kWh | 0.105
36 | 31500 | 525 | 8.75 | 0.105 | €/kWh | 0.105
37 | 32400 | 540 | 9 | 0.105 | €/kWh | 0.105
38 | 33300 | 555 | 9.25 | 0.09 | €/kWh | 0.09
39 | 34200 | 570 | 9.5 | 0.09 | €/kWh | 0.09
40 | 35100 | 585 | 9.75 | 0.09 | €/kWh | 0.09
41 | 36000 | 600 | 10 | 0.09 | €/kWh | 0.09
42 | 36900 | 615 | 10.25 | 0.09 | €/kWh | 0.09
43 | 37800 | 630 | 10.5 | 0.09 | €/kWh | 0.09
44 | 38700 | 645 | 10.75 | 0.09 | €/kWh | 0.09
45 | 39600 | 660 | 11 | 0.09 | €/kWh | 0.09
46 | 40500 | 675 | 11.25 | 0.09 | €/kWh | 0.09
47 | 41400 | 690 | 11.5 | 0.09 | €/kWh | 0.09
48 | 42300 | 705 | 11.75 | 0.09 | €/kWh | 0.09
49 | 43200 | 720 | 12 | 0.09 | €/kWh | 0.09
50 | 44100 | 735 | 12.25 | 0.09 | €/kWh | 0.09
51 | 45000 | 750 | 12.5 | 0.09 | €/kWh | 0.09
52 | 45900 | 765 | 12.75 | 0.09 | €/kWh | 0.09
53 | 46800 | 780 | 13 | 0.09 | €/kWh | 0.09
54 | 47700 | 795 | 13.25 | 0.09 | €/kWh | 0.09
55 | 48600 | 810 | 13.5 | 0.09 | €/kWh | 0.09
56 | 49500 | 825 | 13.75 | 0.09 | €/kWh | 0.09
57 | 50400 | 840 | 14 | 0.09 | €/kWh | 0.09
58 | 51300 | 855 | 14.25 | 0.09 | €/kWh | 0.09
59 | 52200 | 870 | 14.5 | 0.09 | €/kWh | 0.09
60 | 53100 | 885 | 14.75 | 0.09 | €/kWh | 0.09
61 | 54000 | 900 | 15 | 0.09 | €/kWh | 0.09
62 | 54900 | 915 | 15.25 | 0.09 | €/kWh | 0.09
63 | 55800 | 930 | 15.5 | 0.09 | €/kWh | 0.09
64 | 56700 | 945 | 15.75 | 0.09 | €/kWh | 0.09
65 | 57600 | 960 | 16 | 0.09 | €/kWh | 0.09
66 | 58500 | 975 | 16.25 | 0.09 | €/kWh | 0.09
67 | 59400 | 990 | 16.5 | 0.09 | €/kWh | 0.09
68 | 60300 | 1005 | 16.75 | 0.09 | €/kWh | 0.09
69 | 61200 | 1020 | 17 | 0.105 | €/kWh | 0.105
70 | 62100 | 1035 | 17.25 | 0.105 | €/kWh | 0.105
71 | 63000 | 1050 | 17.5 | 0.105 | €/kWh | 0.105
72 | 63900 | 1065 | 17.75 | 0.105 | €/kWh | 0.105
73 | 64800 | 1080 | 18 | 0.105 | €/kWh | 0.105
74 | 65700 | 1095 | 18.25 | 0.105 | €/kWh | 0.105
75 | 66600 | 1110 | 18.5 | 0.105 | €/kWh | 0.105
76 | 67500 | 1125 | 18.75 | 0.105 | €/kWh | 0.105
77 | 68400 | 1140 | 19 | 0.105 | €/kWh | 0.105
78 | 69300 | 1155 | 19.25 | 0.105 | €/kWh | 0.105
79 | 70200 | 1170 | 19.5 | 0.105 | €/kWh | 0.105
80 | 71100 | 1185 | 19.75 | 0.105 | €/kWh | 0.105
81 | 72000 | 1200 | 20 | 0.105 | €/kWh | 0.105
82 | 72900 | 1215 | 20.25 | 0.09 | €/kWh | 0.09
83 | 73800 | 1230 | 20.5 | 0.09 | €/kWh | 0.09
84 | 74700 | 1245 | 20.75 | 0.09 | €/kWh | 0.09
85 | 75600 | 1260 | 21 | 0.09 | €/kWh | 0.09
86 | 76500 | 1275 | 21.25 | 0.09 | €/kWh | 0.09
87 | 77400 | 1290 | 21.5 | 0.09 | €/kWh | 0.09
88 | 78300 | 1305 | 21.75 | 0.09 | €/kWh | 0.09
89 | 79200 | 1320 | 22 | 0.09 | €/kWh | 0.09
90 | 80100 | 1335 | 22.25 | 0.09 | €/kWh | 0.09
91 | 81000 | 1350 | 22.5 | 0.09 | €/kWh | 0.09
92 | 81900 | 1365 | 22.75 | 0.09 | €/kWh | 0.09
93 | 82800 | 1380 | 23 | 0.09 | €/kWh | 0.09
94 | 83700 | 1395 | 23.25 | 0.09 | €/kWh | 0.09
95 | 84600 | 1410 | 23.5 | 0.09 | €/kWh | 0.09
96 | 85500 | 1425 | 23.75 | 0.09 | €/kWh | 0.09

## GrdBuyCost
step / index | time [s] | time [min] | time [h] | GrdBuyCost
0 | NaN | NaN | NaN
1 | 0 | 0 | 0 | 0.2 | €/kWh
2 | 900 | 15 | 0.25 | 0.2 | €/kWh
3 | 1800 | 30 | 0.5 | 0.2 | €/kWh
4 | 2700 | 45 | 0.75 | 0.2 | €/kWh
5 | 3600 | 60 | 1 | 0.2 | €/kWh
6 | 4500 | 75 | 1.25 | 0.2 | €/kWh
7 | 5400 | 90 | 1.5 | 0.2 | €/kWh
8 | 6300 | 105 | 1.75 | 0.2 | €/kWh
9 | 7200 | 120 | 2 | 0.2 | €/kWh
10 | 8100 | 135 | 2.25 | 0.2 | €/kWh
11 | 9000 | 150 | 2.5 | 0.2 | €/kWh
12 | 9900 | 165 | 2.75 | 0.2 | €/kWh
13 | 10800 | 180 | 3 | 0.2 | €/kWh
14 | 11700 | 195 | 3.25 | 0.2 | €/kWh
15 | 12600 | 210 | 3.5 | 0.2 | €/kWh
16 | 13500 | 225 | 3.75 | 0.2 | €/kWh
17 | 14400 | 240 | 4 | 0.2 | €/kWh
18 | 15300 | 255 | 4.25 | 0.2 | €/kWh
19 | 16200 | 270 | 4.5 | 0.2 | €/kWh
20 | 17100 | 285 | 4.75 | 0.2 | €/kWh
21 | 18000 | 300 | 5 | 0.2 | €/kWh
22 | 18900 | 315 | 5.25 | 0.225 | €/kWh
23 | 19800 | 330 | 5.5 | 0.25 | €/kWh
24 | 20700 | 345 | 5.75 | 0.275 | €/kWh
25 | 21600 | 360 | 6 | 0.3 | €/kWh
26 | 22500 | 375 | 6.25 | 0.3 | €/kWh
27 | 23400 | 390 | 6.5 | 0.3 | €/kWh
28 | 24300 | 405 | 6.75 | 0.3 | €/kWh
29 | 25200 | 420 | 7 | 0.3 | €/kWh
30 | 26100 | 435 | 7.25 | 0.3 | €/kWh
31 | 27000 | 450 | 7.5 | 0.3 | €/kWh
32 | 27900 | 465 | 7.75 | 0.3 | €/kWh
33 | 28800 | 480 | 8 | 0.3 | €/kWh
34 | 29700 | 495 | 8.25 | 0.3 | €/kWh
35 | 30600 | 510 | 8.5 | 0.3 | €/kWh
36 | 31500 | 525 | 8.75 | 0.3 | €/kWh
37 | 32400 | 540 | 9 | 0.3 | €/kWh
38 | 33300 | 555 | 9.25 | 0.3 | €/kWh
39 | 34200 | 570 | 9.5 | 0.3 | €/kWh
40 | 35100 | 585 | 9.75 | 0.3 | €/kWh
41 | 36000 | 600 | 10 | 0.3 | €/kWh
42 | 36900 | 615 | 10.25 | 0.2875 | €/kWh
43 | 37800 | 630 | 10.5 | 0.275 | €/kWh
44 | 38700 | 645 | 10.75 | 0.2625 | €/kWh
45 | 39600 | 660 | 11 | 0.25 | €/kWh
46 | 40500 | 675 | 11.25 | 0.25 | €/kWh
47 | 41400 | 690 | 11.5 | 0.25 | €/kWh
48 | 42300 | 705 | 11.75 | 0.25 | €/kWh
49 | 43200 | 720 | 12 | 0.25 | €/kWh
50 | 44100 | 735 | 12.25 | 0.25 | €/kWh
51 | 45000 | 750 | 12.5 | 0.25 | €/kWh
52 | 45900 | 765 | 12.75 | 0.25 | €/kWh
53 | 46800 | 780 | 13 | 0.25 | €/kWh
54 | 47700 | 795 | 13.25 | 0.25 | €/kWh
55 | 48600 | 810 | 13.5 | 0.25 | €/kWh
56 | 49500 | 825 | 13.75 | 0.25 | €/kWh
57 | 50400 | 840 | 14 | 0.25 | €/kWh
58 | 51300 | 855 | 14.25 | 0.25 | €/kWh
59 | 52200 | 870 | 14.5 | 0.25 | €/kWh
60 | 53100 | 885 | 14.75 | 0.25 | €/kWh
61 | 54000 | 900 | 15 | 0.25 | €/kWh
62 | 54900 | 915 | 15.25 | 0.25 | €/kWh
63 | 55800 | 930 | 15.5 | 0.25 | €/kWh
64 | 56700 | 945 | 15.75 | 0.25 | €/kWh
65 | 57600 | 960 | 16 | 0.25 | €/kWh
66 | 58500 | 975 | 16.25 | 0.2625 | €/kWh
67 | 59400 | 990 | 16.5 | 0.275 | €/kWh
68 | 60300 | 1005 | 16.75 | 0.2875 | €/kWh
69 | 61200 | 1020 | 17 | 0.3 | €/kWh
70 | 62100 | 1035 | 17.25 | 0.3 | €/kWh
71 | 63000 | 1050 | 17.5 | 0.3 | €/kWh
72 | 63900 | 1065 | 17.75 | 0.3 | €/kWh
73 | 64800 | 1080 | 18 | 0.3 | €/kWh
74 | 65700 | 1095 | 18.25 | 0.3 | €/kWh
75 | 66600 | 1110 | 18.5 | 0.3 | €/kWh
76 | 67500 | 1125 | 18.75 | 0.3 | €/kWh
77 | 68400 | 1140 | 19 | 0.3 | €/kWh
78 | 69300 | 1155 | 19.25 | 0.3 | €/kWh
79 | 70200 | 1170 | 19.5 | 0.3 | €/kWh
80 | 71100 | 1185 | 19.75 | 0.3 | €/kWh
81 | 72000 | 1200 | 20 | 0.3 | €/kWh
82 | 72900 | 1215 | 20.25 | 0.3 | €/kWh
83 | 73800 | 1230 | 20.5 | 0.3 | €/kWh
84 | 74700 | 1245 | 20.75 | 0.3 | €/kWh
85 | 75600 | 1260 | 21 | 0.3 | €/kWh
86 | 76500 | 1275 | 21.25 | 0.3 | €/kWh
87 | 77400 | 1290 | 21.5 | 0.3 | €/kWh
88 | 78300 | 1305 | 21.75 | 0.3 | €/kWh
89 | 79200 | 1320 | 22 | 0.3 | €/kWh
90 | 80100 | 1335 | 22.25 | 0.3 | €/kWh
91 | 81000 | 1350 | 22.5 | 0.3 | €/kWh
92 | 81900 | 1365 | 22.75 | 0.3 | €/kWh
93 | 82800 | 1380 | 23 | 0.3 | €/kWh
94 | 83700 | 1395 | 23.25 | 0.3 | €/kWh
95 | 84600 | 1410 | 23.5 | 0.3 | €/kWh
96 | 85500 | 1425 | 23.75 | 0.3 | €/kWh

## GrdSellCost
step / index | time [s] | time [min] | time [h] | GrdSellCost
0 | NaN | NaN | NaN
1 | 0 | 0 | 0 | 0.05 | €/kWh
2 | 900 | 15 | 0.25 | 0.05 | €/kWh
3 | 1800 | 30 | 0.5 | 0.05 | €/kWh
4 | 2700 | 45 | 0.75 | 0.05 | €/kWh
5 | 3600 | 60 | 1 | 0.05 | €/kWh
6 | 4500 | 75 | 1.25 | 0.05 | €/kWh
7 | 5400 | 90 | 1.5 | 0.05 | €/kWh
8 | 6300 | 105 | 1.75 | 0.05 | €/kWh
9 | 7200 | 120 | 2 | 0.05 | €/kWh
10 | 8100 | 135 | 2.25 | 0.05 | €/kWh
11 | 9000 | 150 | 2.5 | 0.05 | €/kWh
12 | 9900 | 165 | 2.75 | 0.05 | €/kWh
13 | 10800 | 180 | 3 | 0.05 | €/kWh
14 | 11700 | 195 | 3.25 | 0.05 | €/kWh
15 | 12600 | 210 | 3.5 | 0.05 | €/kWh
16 | 13500 | 225 | 3.75 | 0.05 | €/kWh
17 | 14400 | 240 | 4 | 0.05 | €/kWh
18 | 15300 | 255 | 4.25 | 0.05 | €/kWh
19 | 16200 | 270 | 4.5 | 0.05 | €/kWh
20 | 17100 | 285 | 4.75 | 0.05 | €/kWh
21 | 18000 | 300 | 5 | 0.05 | €/kWh
22 | 18900 | 315 | 5.25 | 0.0625 | €/kWh
23 | 19800 | 330 | 5.5 | 0.075 | €/kWh
24 | 20700 | 345 | 5.75 | 0.0875 | €/kWh
25 | 21600 | 360 | 6 | 0.1 | €/kWh
26 | 22500 | 375 | 6.25 | 0.1 | €/kWh
27 | 23400 | 390 | 6.5 | 0.1 | €/kWh
28 | 24300 | 405 | 6.75 | 0.1 | €/kWh
29 | 25200 | 420 | 7 | 0.1 | €/kWh
30 | 26100 | 435 | 7.25 | 0.1 | €/kWh
31 | 27000 | 450 | 7.5 | 0.1 | €/kWh
32 | 27900 | 465 | 7.75 | 0.1 | €/kWh
33 | 28800 | 480 | 8 | 0.1 | €/kWh
34 | 29700 | 495 | 8.25 | 0.1 | €/kWh
35 | 30600 | 510 | 8.5 | 0.1 | €/kWh
36 | 31500 | 525 | 8.75 | 0.1 | €/kWh
37 | 32400 | 540 | 9 | 0.1 | €/kWh
38 | 33300 | 555 | 9.25 | 0.1 | €/kWh
39 | 34200 | 570 | 9.5 | 0.1 | €/kWh
40 | 35100 | 585 | 9.75 | 0.1 | €/kWh
41 | 36000 | 600 | 10 | 0.1 | €/kWh
42 | 36900 | 615 | 10.25 | 0.0875 | €/kWh
43 | 37800 | 630 | 10.5 | 0.075 | €/kWh
44 | 38700 | 645 | 10.75 | 0.0625 | €/kWh
45 | 39600 | 660 | 11 | 0.05 | €/kWh
46 | 40500 | 675 | 11.25 | 0.05 | €/kWh
47 | 41400 | 690 | 11.5 | 0.05 | €/kWh
48 | 42300 | 705 | 11.75 | 0.05 | €/kWh
49 | 43200 | 720 | 12 | 0.05 | €/kWh
50 | 44100 | 735 | 12.25 | 0.05 | €/kWh
51 | 45000 | 750 | 12.5 | 0.05 | €/kWh
52 | 45900 | 765 | 12.75 | 0.05 | €/kWh
53 | 46800 | 780 | 13 | 0.05 | €/kWh
54 | 47700 | 795 | 13.25 | 0.05 | €/kWh
55 | 48600 | 810 | 13.5 | 0.05 | €/kWh
56 | 49500 | 825 | 13.75 | 0.05 | €/kWh
57 | 50400 | 840 | 14 | 0.05 | €/kWh
58 | 51300 | 855 | 14.25 | 0.05 | €/kWh
59 | 52200 | 870 | 14.5 | 0.05 | €/kWh
60 | 53100 | 885 | 14.75 | 0.05 | €/kWh
61 | 54000 | 900 | 15 | 0.05 | €/kWh
62 | 54900 | 915 | 15.25 | 0.05 | €/kWh
63 | 55800 | 930 | 15.5 | 0.05 | €/kWh
64 | 56700 | 945 | 15.75 | 0.05 | €/kWh
65 | 57600 | 960 | 16 | 0.05 | €/kWh
66 | 58500 | 975 | 16.25 | 0.0625 | €/kWh
67 | 59400 | 990 | 16.5 | 0.075 | €/kWh
68 | 60300 | 1005 | 16.75 | 0.0875 | €/kWh
69 | 61200 | 1020 | 17 | 0.1 | €/kWh
70 | 62100 | 1035 | 17.25 | 0.1 | €/kWh
71 | 63000 | 1050 | 17.5 | 0.1 | €/kWh
72 | 63900 | 1065 | 17.75 | 0.1 | €/kWh
73 | 64800 | 1080 | 18 | 0.1 | €/kWh
74 | 65700 | 1095 | 18.25 | 0.1 | €/kWh
75 | 66600 | 1110 | 18.5 | 0.1 | €/kWh
76 | 67500 | 1125 | 18.75 | 0.1 | €/kWh
77 | 68400 | 1140 | 19 | 0.1 | €/kWh
78 | 69300 | 1155 | 19.25 | 0.1 | €/kWh
79 | 70200 | 1170 | 19.5 | 0.1 | €/kWh
80 | 71100 | 1185 | 19.75 | 0.1 | €/kWh
81 | 72000 | 1200 | 20 | 0.1 | €/kWh
82 | 72900 | 1215 | 20.25 | 0.1 | €/kWh
83 | 73800 | 1230 | 20.5 | 0.1 | €/kWh
84 | 74700 | 1245 | 20.75 | 0.1 | €/kWh
85 | 75600 | 1260 | 21 | 0.1 | €/kWh
86 | 76500 | 1275 | 21.25 | 0.1 | €/kWh
87 | 77400 | 1290 | 21.5 | 0.1 | €/kWh
88 | 78300 | 1305 | 21.75 | 0.1 | €/kWh
89 | 79200 | 1320 | 22 | 0.1 | €/kWh
90 | 80100 | 1335 | 22.25 | 0.1 | €/kWh
91 | 81000 | 1350 | 22.5 | 0.1 | €/kWh
92 | 81900 | 1365 | 22.75 | 0.1 | €/kWh
93 | 82800 | 1380 | 23 | 0.1 | €/kWh
94 | 83700 | 1395 | 23.25 | 0.1 | €/kWh
95 | 84600 | 1410 | 23.5 | 0.1 | €/kWh
96 | 85500 | 1425 | 23.75 | 0.1 | €/kWh